## Cover
Typ dokumentu | Plik z danymi roku bazowego
Cel powstania | Interfejs użytkownika dla gospodarstw domowych
Data powstania | 2023-09-04
Ostatnia aktualizacja | 2023-12-29
Autor(zy) | Artur Wyrwa
Maciej Raczyński
Osoba kontaktowa | Artur Wyrwa
awyrwa@agh.edu.pl

## Metadane
Metadane
Wersja modelu na potrzeby scenariuszy INTG_3

## UI_Budynki_Istniejące
Liczba mieszkań ogółem w roku bazowym 2020 [tys] | 15015.333
| Podział procentowy mieszkań w Polsce według rodzaju budynków [%] Stock of dwelling per type [%] | Średnia powierzchnia mieszkania [m2] Average size of dwelling by type [m2] | Udział powierzchni ogrzewanej w całkowitej [%]* Share of heated area in total area [%]
Budynki jednorodzinne wolnostojące Detached house | 39.36% | 120.3 | 97.39%
Mieszkania w budynku wielorodzinnym Flats in multifamilty house | 54.95% | 52.2 | 97.39%
Mieszkania w budynku jednorodzinnym w zabudowie szeregowej Semi-detached house | 5.698% | 79.2 | 97.39%
Okres wybudowania budynku | B. Mieszkania według okresów wybudowania budynku [%] | Liczba mieszkań w rozbiciu na typ oraz okres budowy [tys]
|  | Budynki jednorodzinne wolnostojące Detached house | Mieszkania w budynku wielorodzinnym Flats in multifamilty house | Mieszkania w budynku jednorodzinnym w zabudowie szeregowej Semi-detached house
< 1946 | 18.06% | 1067.2071 | 1489.8826 | 154.496
1946-1960 | 10.69% | 631.9449 | 882.2315 | 91.4846
1961-1980 | 31.77% | 1877.7728 | 2621.4791 | 271.8389
1981-1995 | 20.21% | 1194.3492 | 1667.3804 | 172.902
1996-2011 | 12.1% | 715.1448 | 998.3834 | 103.5291
2011-2020 | 7.161% | 423.2117 | 590.8279 | 61.267
Na podstawie: GUS Szacunki danych o zużyciu energii w gospodarstwach domowych w 2020 r.
* model dodatkowo uwzględnia tzw. "efekt zwrotny/odbicia"
Technologie produkcji C.O. oraz C.W.U.
Budynki jednorodzinne wolnostojące Detached house |  |  |  |  | Wartości wpisywane przez użytkownika
Nazwa technologi | Udział technologi w pokryciu zapotrzebowania na ciepło użytkowe [%]
| 2020 | 2025 | 2030 | 2035 | 2040 | 2045 | 2050
Łączne zapotrzebownie na ciepło użytkowe do ogrzewania | 230.9904 | 221.062 | 214.1138 | 206.8614 | 199.3006 | 191.3406 | 182.3579
RSD_DTH_SH_ELC_R | 1.106% | 1.106% | 1.106% | 1.106% | 1.106% | 1.106% | 1.106%
RSD_DTH_SH_ELC_HPA | 0.193% | 0.193% | 0.193% | 0.193% | 0.193% | 0.193% | 0.193%
RSD_DTH_SH_ELC_HPG | 0.04825% | 0.04825% | 0.04825% | 0.04825% | 0.04825% | 0.04825% | 0.04825%
RSD_DTH_SH_GAS | 23.35% | 23.35% | 23.35% | 19.11% | 19.11% | 19.11% | 19.11%
RSD_DTH_SH_DH | 6.868% | 6.868% | 6.868% | 6.868% | 6.868% | 6.868% | 6.868%
RSD_DTH_SH_OIL | 0.9122% | 0.9122% | 0.9122% | 0.9122% | 0.9122% | 0.9122% | 0.9122%
RSD_DTH_SH_BIO | 24.56% | 24.56% | 65.76% | 70% | 70% | 70% | 70%
RSD_DTH_SH_HC | 41.2% | 41.2% | 0% | 0% | 0% | 0% | 0%
RSD_DTH_SH_LPG | 0.6562% | 0.6562% | 0.6562% | 0.6562% | 0.6562% | 0.6562% | 0.6562%
RSD_DTH_SH_GEO | 1.11% | 1.11% | 1.11% | 1.11% | 1.11% | 1.11% | 1.11%
| 100% | 100% | 100% | 100% | 100% | 100% | 100%
Mieszkania w budynku jednorodzinnym w zabudowie szeregowej Semi-detached house
TechName | Udział technologi w pokryciu zapotrzebowania na ciepło użytkowe [%]
| 2020 | 2025 | 2030 | 2035 | 2040 | 2045 | 2050
| 17.2571 | 16.4773 | 15.9304 | 15.3603 | 14.7658 | 14.1392 | 13.4347
RSD_SDTH_SH_ELC_R | 3.105% | 3.105% | 3.105% | 3.105% | 3.105% | 3.105% | 3.105%
RSD_SDTH_SH_ELC_HPA | 0.2141% | 0.2141% | 0.2141% | 0.2141% | 0.2141% | 0.2141% | 0.2141%
RSD_SDTH_SH_ELC_HPG | 0.05353% | 0.05353% | 0.05353% | 0.05353% | 0.05353% | 0.05353% | 0.05353%
RSD_SDTH_SH_GAS | 3.06% | 3.06% | 3.06% | 3.06% | 3.06% | 3.06% | 3.06%
RSD_SDTH_SH_DH | 32.12% | 32.12% | 32.12% | 32.12% | 32.12% | 32.12% | 32.12%
RSD_SDTH_SH_OIL | 1.071% | 1.071% | 1.071% | 1.071% | 1.071% | 1.071% | 1.071%
RSD_SDTH_SH_BIO | 0% | 0% | 0% | 0% | 0% | 0% | 0%
RSD_SDTH_SH_HC | 58.35% | 58.35% | 58.35% | 58.35% | 58.35% | 58.35% | 58.35%
RSD_SDTH_SH_LPG | 1.435% | 1.435% | 1.435% | 1.435% | 1.435% | 1.435% | 1.435%
RSD_SDTH_SH_GEO | 0.5951% | 0.5951% | 0.5951% | 0.5951% | 0.5951% | 0.5951% | 0.5951%
| 100% | 100% | 100% | 100% | 100% | 100% | 100%
Mieszkania w budynku wielorodzinnym Flats in multifamilty house
TechName | Udział technologi w pokryciu zapotrzebowania na ciepło użytkowe [%]
RSD_FLAT_SH_ELC_R | 2020 | 2025 | 2030 | 2035 | 2040 | 2045 | 2050
| 117.6283 | 112.5951 | 109.0822 | 105.4157 | 101.5932 | 97.5689 | 93.0282
RSD_FLAT_SH_ELC_R | 4.164% | 4.164% | 4.164% | 4.164% | 4.164% | 4.164% | 4.164%
RSD_FLAT_SH_ELC_HPA | 0.2035% | 0.2035% | 0.2035% | 0.2035% | 0.2035% | 0.2035% | 0.2035%
RSD_FLAT_SH_ELC_HPG | 0.05089% | 0.05089% | 0.05089% | 0.05089% | 0.05089% | 0.05089% | 0.05089%
RSD_FLAT_SH_GAS | 7.149% | 7.149% | 7.149% | 7.149% | 7.149% | 7.149% | 7.149%
RSD_FLAT_SH_DH | 63.91% | 63.91% | 63.91% | 63.91% | 63.91% | 63.91% | 63.91%
RSD_FLAT_SH_OIL | 0% | 0% | 0% | 0% | 0% | 0% | 0%
RSD_FLAT_SH_BIO | 0% | 0% | 0% | 0% | 0% | 0% | 0%
RSD_FLAT_SH_HC | 24.03% | 24.03% | 24.03% | 24.03% | 24.03% | 24.03% | 24.03%
RSD_FLAT_SH_LPG | 0% | 0% | 0% | 0% | 0% | 0% | 0%
RSD_FLAT_SH_GEO | 0.495% | 0.495% | 0.495% | 0.495% | 0.495% | 0.495% | 0.495%
| 100% | 100% | 100% | 100% | 100% | 100% | 100%

## UI_Termomodernizacja
Rok odniesienia: | 2020
Współczynniki przenikania ciepła przez przegrody budowlane po termomodernizacji [W/m2×K]
Okres budowy budynku | Podłógi na gruncie (Floor) | Dachy i stropodachy (Ceiling) | Ściany zewnętrzne (Wall) | Okna (Windows)
< 1946 | 0.139 | 0.1 | 0.1 | 0.9
1946-1960 | 0.139 | 0.1 | 0.1 | 0.9
1961-1980 | 0.139 | 0.1 | 0.1 | 0.9
1981-1995 | 0.139 | 0.1 | 0.1 | 0.9
1996-2011 | 0.139 | 0.1 | 0.1 | 0.9
2011-2020 | 0.139 | 0.1 | 0.1 | 0.9
Współczynniki przenikania ciepła przez przegrody budowlane po termomodernizacji dokonanej w przyszłości [W/m2×K]*
| 2025 | 2030 | 2035 | 2040 | 2045 | 2050
Wartość współczynników U w odniesieniu do 2020 r. | 0.85 | 0.8 | 0.7 | 0.65 | 0.6 | 0.2 | Wartości wpisywane przez użytkownika
Tempo termomodernizacji istniejących budynków*
| 2020-2025 | 2025-2030 | 2030-2035 | 2035-2040 | 2040-2045 | 2045-2050
< 1946 | 2% | 2% | 2% | 2% | 2% | 2%
1946-1960 | 2% | 0% | 0% | 0% | 0% | 0%
1961-1980 | 0% | 0% | 0% | 0% | 0% | 0%
1981-1995 | 0% | 0% | 0% | 0% | 0% | 0%
1996-2011 | 0% | 0% | 0% | 0% | 0% | 0%
2011-2020 | 0% | 0% | 0% | 0% | 0% | 0%
*testowe wartości liczbowe do zmiany
Koszt termomodernizacji
Koszt termomodernizacji elementów budynków. Jednostka w przypadku okien [zł/szt], dla pozostałych [zł/m2]
| 2020-2025 | 2025-2030 | 2030-2035 | 2035-2040 | 2040-2045 | 2045-2050
Stolarka okienna | 1200 | 1200 | 1200 | 1200 | 1200 | 1200
Ściany zewnętrzne | 150 | 150 | 150 | 150 | 150 | 150
Dach lub stropodach | 100 | 100 | 100 | 100 | 100 | 100
podłogi na gruncie | 150 | 150 | 150 | 150 | 150 | 150

## RSD_Comm
* Define the commodities used in this workbook
Csets | Region | CommName | CommDesc | Unit | LimType | CTSLvl | PeakTS | Ctype
*Commodity Set Membership | Region | Commodity Name | Commodity Description | Unit | Sense of the Balance EQN. | Timeslice Level | Peak Monitoring | Electricity Indicator
NRG | PL | RSD_ELC | Residential Fuel - Electricity | PJ
NRG | PL | RSD_GAS | Residential Fuel - Gases | PJ
NRG | PL | RSD_DH | Residential Fuel - Derived heat | PJ
NRG | PL | RSD_OIL | Residential Fuel - GDO and other liquids (incl. liq. bio.) | PJ
NRG | PL | RSD_BIO | Residential Fuel - Biomass and wastes | PJ
NRG | PL | RSD_HC | Residential Fuel - Solids | PJ
NRG | PL | RSD_LPG | Residential Fuel - LPG | PJ
NRG | PL | RSD_GEO | Residential Fuel -GEO | PJ
NRG | PL | RSD_SOL | Residential Fuel - Solar | PJ
NRG | PL | RSD_DTH_SH | Space heating - Detached houses | PJ
NRG | PL | RSD_SDTH_SH | Space heating - Semi-detached houses | PJ
NRG | PL | RSD_FLAT_SH | Space heating Flats | PJ
NRG | PL | RSD_DTH_WH | Space heating - Detached houses | PJ
NRG | PL | RSD_SDTH_WH | Space heating - Semi-detached houses | PJ
NRG | PL | RSD_FLAT_WH | Space heating Flats | PJ
DEM | PL | DMD_RSD_DTH | Residential Dwelling - Detached houses | 000units
DEM | PL | DMD_RSD_SDTH | Residential Dwelling - Semi-detached houses | 000units
DEM | PL | DMD_RSD_FLAT | Residential Dwelling - Flats | 000units
MAT | PL | RSD_LTG | Residential Lightning Appliances | 000units
MAT | PL | RSD_REF | Residential Refridgerators and Freezers | 000units
MAT | PL | RSD_WM | Residential Washing Machine | 000units
MAT | PL | RSD_DRY | Residential Clothes Dryers | 000units
MAT | PL | RSD_DSHWR | Residential Dishwashers | 000units
MAT | PL | RSD_ELC_OTH | Residential Electrical Appliances | 000units
MAT | PL | RSD_COOK | Residential Cooking | 000units
ENV | PL | RSD_CO2 | Carbon Dioxide - Combustion (RSD) | kt
ENV | PL | RSD_SO2 | Sulphur Dioxide - Combustion (RSD) | kt
ENV | PL | RSD_NOX | Nitrogen Oxides - Combustion (RSD) | kt
ENV | PL | RSD_TSP | Total Suspended Particulate - Combustion (RSD) | kt
ENV | PL | RSD_PM10 | Particulate Matter <= 10 um - Combustion (RSD) | kt
ENV | PL | RSD_PM2.5 | Particulate Matter <= 2.5 um - Combustion (RSD) | kt
ENV | PL | RSD_HG | Mercury - Combustion (RSD) | t
Note on B5: Csets declarations are inherited until the next one is encountered. Allowed Cset: NRG (Energy) ENV (Emission) DEM (Demand) MAT (Material) FIN (Financial)
Note on G5: Amit Kanudia: LO for PRODUCTION >= CONSUMPTION (Default) FX for PRODUCTION = CONSUMPTION UP for PRODUCTION <= CONSUMPTION
Note on H5: Allowed CTSLvl SEASON (Seasonal level) WEEKLY (Weekly level) DAYNITE (day and night level)
Note on I5: Allowed PeakTS ANNUAL (to generate Peak Equation for all the TimeSlices) User TS (to generate Peak Equation for a single TS)
Note on J5: Allowed Ctype ELC (Electricity)

## RSD_Procesess
Sets | Region | TechName | TechDesc | Tact | Tcap | Tslvl | PrimaryCG | Vintage
\I:
DMD | PL | RSD_DTH_1945 | Residential Dwelling - Detached houses | 000units | 000units |  |  |  | Przed rokiem 1946 | W latach 1946-1960 | W latach 1961-1980 | W latach 1981-1995 | W latach 1996-2011 | Po roku 2011
DMD | PL | RSD_DTH_1960 | Residential Dwelling - Detached houses | 000units | 000units
DMD | PL | RSD_DTH_1980 | Residential Dwelling - Detached houses | 000units | 000units
DMD | PL | RSD_DTH_1995 | Residential Dwelling - Detached houses | 000units | 000units
DMD | PL | RSD_DTH_2011 | Residential Dwelling - Detached houses | 000units | 000units
DMD | PL | RSD_DTH_2020 | Residential Dwelling - Detached houses | 000units | 000units
DMD | PL | RSD_SDTH_1945 | Residential Dwelling - Semi-Detached houses | 000units | 000units
DMD | PL | RSD_SDTH_1960 | Residential Dwelling - Semi-Detached houses | 000units | 000units
DMD | PL | RSD_SDTH_1980 | Residential Dwelling - Semi-Detached houses | 000units | 000units
DMD | PL | RSD_SDTH_1995 | Residential Dwelling - Semi-Detached houses | 000units | 000units
DMD | PL | RSD_SDTH_2011 | Residential Dwelling - Semi-Detached houses | 000units | 000units
DMD | PL | RSD_SDTH_2020 | Residential Dwelling - Semi-Detached houses | 000units | 000units
DMD | PL | RSD_FLAT_1945 | Residential Dwelling - Flats | 000units | 000units
DMD | PL | RSD_FLAT_1960 | Residential Dwelling - Flats | 000units | 000units
DMD | PL | RSD_FLAT_1980 | Residential Dwelling - Flats | 000units | 000units
DMD | PL | RSD_FLAT_1995 | Residential Dwelling - Flats | 000units | 000units
DMD | PL | RSD_FLAT_2011 | Residential Dwelling - Flats | 000units | 000units
DMD | PL | RSD_FLAT_2020 | Residential Dwelling - Flats | 000units | 000units
PRE | PL | RSD_DTH_SH_ELC_R | Residential boiler for sp heat - Detached house: Electricity Resistance | PJ | GW
PRE | PL | RSD_DTH_SH_ELC_HPA | Residential boiler for sp heat - Detached house: Electricity Heat Pump Air | PJ | GW
PRE | PL | RSD_DTH_SH_ELC_HPG | Residential boiler for sp heat - Detached house: Electricity Heat Pump Ground | PJ | GW
PRE | PL | RSD_DTH_SH_GAS | Residential boiler for sp heat - Detached house: Gases | PJ | GW
PRE | PL | RSD_DTH_SH_DH | Residential boiler for sp heat - Detached house: Derived heat | PJ | GW
PRE | PL | RSD_DTH_SH_OIL | Residential boiler for sp heat - Detached house: GDO and other liquids (incl. liq. bio.) | PJ | GW
PRE | PL | RSD_DTH_SH_BIO | Residential boiler for sp heat - Detached house: Biomass and wastes | PJ | GW
PRE | PL | RSD_DTH_SH_HC | Residential boiler for sp heat - Detached house: Solids | PJ | GW
PRE | PL | RSD_DTH_SH_LPG | Residential boiler for sp heat - Detached house: LPG | PJ | GW
PRE | PL | RSD_DTH_SH_GEO | Residential boiler for sp heat - Detached house: Geothermal Energy | PJ | GW
PRE | PL | RSD_SDTH_SH_ELC_R | Residential boiler for sp heat - Semi-Detached house: Electricity Resistance | PJ | GW
PRE | PL | RSD_SDTH_SH_ELC_HPA | Residential boiler for sp heat - Semi-Detached house: Electricity Heat Pump Air | PJ | GW
PRE | PL | RSD_SDTH_SH_ELC_HPG | Residential boiler for sp heat - Semi-Detached house: Electricity Heat Pump Ground | PJ | GW
PRE | PL | RSD_SDTH_SH_GAS | Residential boiler for sp heat - Semi-Detached house: Gases | PJ | GW
PRE | PL | RSD_SDTH_SH_DH | Residential boiler for sp heat - Semi-Detached house: Derived heat | PJ | GW
PRE | PL | RSD_SDTH_SH_OIL | Residential boiler for sp heat - Semi-Detached house: GDO and other liquids (incl. liq. bio.) | PJ | GW
PRE | PL | RSD_SDTH_SH_BIO | Residential boiler for sp heat - Semi-Detached house: Biomass and wastes | PJ | GW
PRE | PL | RSD_SDTH_SH_HC | Residential boiler for sp heat - Semi-Detached house: Solids | PJ | GW
PRE | PL | RSD_SDTH_SH_LPG | Residential boiler for sp heat - Semi-Detached house: LPG | PJ | GW
PRE | PL | RSD_SDTH_SH_GEO | Residential boiler for sp heat - Semi-Detached house: Geothermal Energy | PJ | GW
PRE | PL | RSD_FLAT_SH_ELC_R | Residential boiler for sp heat - Flats: Electricity Resistance | PJ | GW
PRE | PL | RSD_FLAT_SH_ELC_HPA | Residential boiler for sp heat - Flats: Electricity Heat Pump Air | PJ | GW
PRE | PL | RSD_FLAT_SH_ELC_HPG | Residential boiler for sp heat - Flats: Electricity Heat Pump Ground | PJ | GW
PRE | PL | RSD_FLAT_SH_GAS | Residential boiler for sp heat - Flats: Gases | PJ | GW
PRE | PL | RSD_FLAT_SH_DH | Residential boiler for sp heat - Flats: Derived heat | PJ | GW
PRE | PL | RSD_FLAT_SH_OIL | Residential boiler for sp heat - Flats: GDO and other liquids (incl. liq. bio.) | PJ | GW
PRE | PL | RSD_FLAT_SH_BIO | Residential boiler for sp heat - Flats: Biomass and wastes | PJ | GW
PRE | PL | RSD_FLAT_SH_HC | Residential boiler for sp heat - Flats: Solids | PJ | GW
PRE | PL | RSD_FLAT_SH_LPG | Residential boiler for sp heat - Flats: LPG | PJ | GW
PRE | PL | RSD_FLAT_SH_GEO | Residential boiler for sp heat - Flats: Geothermal Energy | PJ | GW
PRE | PL | RSD_FLAT_WH_ELC_R | Residential boiler for water heat - Flat : Electricity | PJ | GW
PRE | PL | RSD_FLAT_WH_ELC_HPA | Residential boiler for water heat - Flat : Electricity | PJ | GW
PRE | PL | RSD_FLAT_WH_ELC_HPG | Residential boiler for water heat - Flat : Electricity | PJ | GW
PRE | PL | RSD_FLAT_WH_GAS | Residential boiler for water heat - Flat : Gases | PJ | GW
PRE | PL | RSD_FLAT_WH_DH | Residential boiler for water heat - Flat : Derived heat | PJ | GW
PRE | PL | RSD_FLAT_WH_OIL | Residential boiler for water heat - Flat : GDO and other liquids (incl. liq. bio.) | PJ | GW
PRE | PL | RSD_FLAT_WH_BIO | Residential boiler for water heat - Flat : Biomass and wastes | PJ | GW
PRE | PL | RSD_FLAT_WH_HC | Residential boiler for water heat - Flat : Solids | PJ | GW
PRE | PL | RSD_FLAT_WH_LPG | Residential boiler for water heat - Flat : LPG | PJ | GW
PRE | PL | RSD_FLAT_WH_GEO | Residential boiler for water heat - Flat : LPG | PJ | GW
PRE | PL | RSD_FLAT_WH_SOL | Residential boiler for water heat - Flat : Solar | PJ | GW
PRE | PL | RSD_DTH_WH_ELC | Residential boiler for water heat - Detached house : Electricity | PJ | GW
PRE | PL | RSD_DTH_WH_ELC_HPA | Residential boiler for water heat - Detached house : Electricity | PJ | GW
PRE | PL | RSD_DTH_WH_ELC_HPG | Residential boiler for water heat - Detached house : Electricity | PJ | GW
PRE | PL | RSD_DTH_WH_GAS | Residential boiler for water heat - Detached house : Gases | PJ | GW
PRE | PL | RSD_DTH_WH_DH | Residential boiler for water heat - Detached house : Derived heat | PJ | GW
PRE | PL | RSD_DTH_WH_OIL | Residential boiler for water heat - Detached house : GDO and other liquids (incl. liq. bio.) | PJ | GW
PRE | PL | RSD_DTH_WH_BIO | Residential boiler for water heat - Detached house : Biomass and wastes | PJ | GW
PRE | PL | RSD_DTH_WH_HC | Residential boiler for water heat - Detached house : Solids | PJ | GW
PRE | PL | RSD_DTH_WH_LPG | Residential boiler for water heat - Detached house : LPG | PJ | GW
PRE | PL | RSD_DTH_WH_GEO | Residential boiler for water heat - Detached house : LPG | PJ | GW
PRE | PL | RSD_DTH_WH_SOL | Residential boiler for water heat - Detached house : Solar | PJ | GW
PRE | PL | RSD_SDTH_WH_ELC | Residential boiler for water heat - Semi-detached house : Electricity | PJ | GW
PRE | PL | RSD_SDTH_WH_ELC_HPA | Residential boiler for water heat - Semi-detached house : Electricity | PJ | GW
PRE | PL | RSD_SDTH_WH_ELC_HPG | Residential boiler for water heat - Semi-detached house : Electricity | PJ | GW
PRE | PL | RSD_SDTH_WH_GAS | Residential boiler for water heat - Semi-detached house : Gases | PJ | GW
PRE | PL | RSD_SDTH_WH_DH | Residential boiler for water heat - Semi-detached house : Derived heat | PJ | GW
PRE | PL | RSD_SDTH_WH_OIL | Residential boiler for water heat - Semi-detached house : GDO and other liquids (incl. liq. bio.) | PJ | GW
PRE | PL | RSD_SDTH_WH_BIO | Residential boiler for water heat - Semi-detached house : Biomass and wastes | PJ | GW
PRE | PL | RSD_SDTH_WH_HC | Residential boiler for water heat - Semi-detached house : Solids | PJ | GW
PRE | PL | RSD_SDTH_WH_LPG | Residential boiler for water heat - Semi-detached house : LPG | PJ | GW
PRE | PL | RSD_SDTH_WH_GEO | Residential boiler for water heat - Semi-detached house : LPG | PJ | GW
PRE | PL | RSD_SDTH_WH_SOL | Residential boiler for water heat - Semi-detached house : Solar | PJ | GW
PRE | PL | SECTF_RSD_ELC | Sector Fuel Labeling - Electricity | PJ | PJa | DAYNITE
PRE | PL | SECTF_RSD_DH | Sector Fuel Labeling - District Heat | PJ | PJa | DAYNITE
PRE | PL | SECTF_RSD_GAS_NAT | Sector Fuel Labeling - Natural Gas | PJ | PJa
PRE | PL | SECTF_RSD_OIL | Sector Fuel Labeling - Oil | PJ | PJa
PRE | PL | SECTF_RSD_BIO | Sector Fuel Labeling - Biomass | PJ | PJa
PRE | PL | SECTF_RSD_HC | Sector Fuel Labeling - Hard Coal | PJ | PJa
PRE | PL | SECTF_RSD_LPG | Sector Fuel Labeling - LPG | PJ | PJa
PRE | PL | SECTF_RSD_GEO | Sector Fuel Labeling - Geothermal | PJ | PJa
PRE | PL | SECTF_RSD_SOL | Sector Fuel Labeling - Solar | PJ | PJa
PRE | PL | RSD_ELC_LTG | Residential Lightning Appliances | 000appl | M-appl-y
PRE | PL | RSD_ELC_REF | Residential Refridgerators and Freezers | 000appl | M-appl-y
PRE | PL | RSD_ELC_WM | Residential Washing Machine | 000appl | M-appl-y
PRE | PL | RSD_ELC_DRY | Residential Clothes Dryers | 000appl | M-appl-y
PRE | PL | RSD_ELC_DSHWR | Residential Dishwashers | 000appl | M-appl-y
PRE | PL | RSD_ELC_OTH_APP | Residential Electrical Appliances | 000appl | M-appl-y
PRE | PL | RSD_COOK_HC | Residential Cooking - Solid Fuels without Bio Wood | 000appl | M-appl-y
PRE | PL | RSD_COOK_GAS | Residential Cooking - Natural Gas | 000appl | M-appl-y
PRE | PL | RSD_COOK_LPG | Residential Cooking - LPG | 000appl | M-appl-y
PRE | PL | RSD_COOK_ELC | Residential Cooking - Electricity | 000appl | M-appl-y
PRE | PL | RSD_COOK_BIO | Residential Cooking - Biomass | 000appl | M-appl-y
ELE | PL | RSD_EX_PV | Residential Photovoltaics - Small-Scale Prosumer Installations | PJ | GW | DAYNITE

## SECTF
Base-year infrastructure for electricity fuels
TechName | * TechDesc | Comm-IN | Comm-OUT | EFF | FLO_COST~2020 | FLO_COST~2025 | FLO_COST~2030 | FLO_COST~2035 | FLO_COST~2040 | FLO_COST~2045 | FLO_COST~2050 | FLO_DELIV~2020 | FLO_DELIV~2025 | FLO_DELIV~2030 | FLO_DELIV~2035 | FLO_DELIV~2040 | FLO_DELIV~2045 | FLO_DELIV~2050 | FLO_TAX
\I: UNITS |  |  |  |  | Mzl/PJ | Mzl/PJ | Mzl/PJ | Mzl/PJ | Mzl/PJ | Mzl/PJ | Mzl/PJ | Mzl/PJ | Mzl/PJ | Mzl/PJ | Mzl/PJ | Mzl/PJ | Mzl/PJ | Mzl/PJ | Mzl/PJ
SECTF_RSD_HC |  | PRI_HC_RSD |  | 1
|  |  | RSD_HC | [8 empty] | 7.81 | 7.81 | 7.81 | 7.81 | 7.81 | 7.81 | 7.81
SECTF_RSD_OIL |  | SEC_OIL_DSL |  | 1
|  |  | RSD_OIL | [16 empty] | RSD_HC
SECTF_RSD_GAS_NAT |  | PRI_GAS_NAT_LP |  | 1 | 2.25 | 2.25 | 2.25 | 2.25 | 2.25 | 2.25 | 2.25 | [8 empty] | RSD_OIL
|  |  | RSD_GAS | [8 empty] | 10.3 | 10.3 | 10.3 | 10.3 | 10.3 | 10.3 | 10.3 |  | RSD_LPG
SECTF_RSD_SOL |  | PRI_SOL |  | 1 | [15 empty] | RSD_GAS
|  |  | RSD_SOL | [16 empty] | RSD_SOL
SECTF_RSD_GEO |  | PRI_GEO |  | 1 | [15 empty] | RSD_GEO
|  |  | RSD_GEO | [16 empty] | RSD_BIO
SECTF_RSD_BIO |  | PRI_BIO_WOOD |  | 1 | [15 empty] | RSD_ELC
|  |  | RSD_BIO | [16 empty] | RSD_DH
SECTF_RSD_ELC |  | ELC_LV-LV |  | 1 | 10.0073 | 10.0073 | 10.0073 | 10.0073 | 10.0073 | 10.0073 | 10.0073
|  |  | RSD_ELC | [8 empty] | 56.7082 | 56.7082 | 56.7082 | 56.7082 | 56.7082 | 56.7082 | 56.7082
SECTF_RSD_DH |  | HT_DH |  | 1
|  |  | RSD_DH | [8 empty] | 19 | 19 | 19 | 19 | 19 | 19 | 19
SECTF_RSD_LPG |  | SEC_OIL_LPG |  | 1
RSD_LPG
ALL Residential Building at Low Voltage
W przypadku energii elektrycznej
[5 empty] | FLO_COST | opłaty przesyłowe | wszystkie uwzględniają VAT
[5 empty] | FLO_DELIV | opłaty dystrybucyjne
[5 empty] | FLO_TAX | akcyza

## KLiSE
Base-year solar residential prosumers
TechName | *TechDesc | Comm-IN | Comm-OUT | Share-O | Stock~2020 | Stock~2025 | Stock~2030 | Stock~2035 | Stock~2040 | Stock~2045 | Stock~2050 | BNDACT~2020~UP | BNDACT~2025~UP | BNDACT~2030~UP | BNDACT~2035~LO | BNDACT~2040~LO | BNDACT~2045~LO | BNDACT~2050~LO | Cap2Act | Peak | AFA | FIXOM | VAROM
\I: |  |  |  |  | GW | GW | GW | GW | GW | GW | GW | PJ | PJ | PJ | PJ | PJ | PJ | PJ | PJ/GW | % | % | zl/kW | zl/GJ
RSD_KLTR_PV | Klastry energii | RSD_SOL |  |  | GW: 0.001; PJ: 0.00324; PJ: 0.00324; PJ: 0.00324; PJ: 0.00324; PJ/GW: 31.536; %: 0; %: 0.11; zl/kW: 130; zl/GJ: 0
RSD_ELC
ELC_LV
RSD_SE_PV | Spółdzielnie energetyczne | RSD_SOL
RSD_HC | bar: GW to GW
ELC_LV
RSD_PROS_PV | Prosumenci | RSD_SOL
RSD_ELC | bar: GW to GW
ELC_LV
|  |  | Capacity | 0.001
|  |  | Working time | 900
|  |  | AFA | 10.27%
|  |  | Generation | 0.9
in which
|  |  | RSD_ELC | -1067.9323
|  |  | ELC_LV | 1068.8323
TABL. 3. 41. (61) PODSTAWOWE INFORMACJE O PROSUMENTACH ENERGII ELEKTRYCZNEJ 1) |  |  |  |  | GW: TABL. 3. 39. (59) OSIĄGALNA MOC ELEKTRYCZNA W ODNAWIALNYCH
ŹRÓDŁACH ENERGII ELEKTRYCZNEJ (NA KONIEC ROKU)
Wyszczególnienie |  | Jednostka miary | Razem | z tego: elektrownie
|  |  |  | wodne | GW: fotowol- taiczne (PV); GW: hybrydowe instalacje OZE; GW: biogazowe; GW: na biomasę; GW: Wyszczególnienie; PJ: Razem; PJ: z tego
Liczba jednostek | 2019 | szt. | 144940 | 8 | GW: 144856; GW: 17; GW: 3; GW: -; PJ: elektrownie
| 2020 |  | 435455 | 18 | GW: 435314; GW: 29; GW: 10; GW: 17; PJ: wodne 1); PJ: wiatrowe 2); PJ: biogazowe; PJ: na biomasę 3); PJ: fotowol- taiczne
Moc zainstalowana na koniec roku | 2019 | MW | 827.606 | 0.086 | GW: 827.083; GW: 0.155; GW: 0.088; GW: -; PJ: MW
| 2020 |  | 2731.759 | 0.25 | 2730.672 | 0.274 | 0.167 | 0.14 |  | OGÓŁEM KRAJ | 2019 | 9399.8 | 974.01 | 5837.76 | 235.47 | 813.31 | 1539.26
Energia elektryczna wprowadzona do sieci OSD | 2019 | MWh | 307406.502 | 59.891 | GW: 307221.971; GW: 78.298; GW: 3.179; GW: -; GW: 2020; PJ: 12309.86; PJ: 976.6; PJ: 6298.25; PJ: 257.63; PJ: 822.42; PJ: 3954.96
| 2020 |  | 1069530.415 | 331.052 | GW: 1068832.329; GW: 153.534; GW: 117.219; GW: 11.58; GW: w tym elektrownie niezależne odnawialne 4)
1) dane o energii elektrycznej wprowadzonej do sieci OSD na podstawie informacji uzyskanych w ramach badań statystycznych od operatorów systemów dystrybucyjnych |  |  |  |  | GW: 2019; PJ: 6230.95; PJ: 88.12; PJ: 4467.21; PJ: 132.32; PJ: 4.04; PJ: 1539.26
[11 empty] | 2020 | 8903.91 | 89.79 | 4694.85 | 153.35 | 10.95 | 3954.96
1) w tym elektrownie wodne z członami pompowymi
2) łącznie z hybrydowymi instalacjami odnawialnych źródeł energii (fotowoltaiczno/wiatrowymi)
3) łącznie z turbozespołami na biomasę wyodrębnionymi w elektrociepłowniach zawodowych i przemysłowych

## BUILD_STOCK
Total Flats Ogólnie mieszkań
Unit
thousands | 15015.333
Stock of dwelling per type (Podział procentowy mieszkań w Polsce według rodzaju budynków)
Flat Mieszkania | Detached house Budynki jednorodzinne wolnostojące | Semi-detached house Budynki w zabudowie jednorodzinne szeregowej
54.95% | 39.36% | 5.698%
Average size of dwelling by type [m2]
Flat Mieszkania | Detached house Budynki jednorodzinne wolnostojące | Semi-detached house Budynki w zabudowie jednorodzinne szeregowej
52.2 | 120.3 | 79.2
Dwellings stock according to construction date and dwelling type
Source: GUS
Unit | Total | Detached house | Semi-detached house | Flat
< 1946 | 18.06% | 1067.2071 | 154.496 | 1489.8826
1946-1960 | 10.69% | 631.9449 | 91.4846 | 882.2315
1961-1980 | 31.77% | 1877.7728 | 271.8389 | 2621.4791
1981-1995 | 20.21% | 1194.3492 | 172.902 | 1667.3804
1996-2011 | 12.1% | 715.1448 | 103.5291 | 998.3834
2011-2020 | 7.161% | 423.2117 | 61.267 | 590.8279
BUILDING DATA
|  | TechName | Comm-OUT | \I: Year | STOCK~2020 | STOCK~2025 | STOCK~2030 | STOCK~2035 | STOCK~2040 | STOCK~2045 | STOCK~2050 | AF~FX | AF~FX~0
< 1946 |  | RSD_DTH_1945 | DMD_RSD_DTH | 1945 | 1067.2071 | 1067.2071 | 1067.2071 | 1067.2071 | 1067.2071 | 1067.2071 | 1067.2071 | 1 | 3
1946-1960 |  | RSD_DTH_1960 | DMD_RSD_DTH | 1960 | 631.9449 | 631.9449 | 631.9449 | 631.9449 | 631.9449 | 631.9449 | 631.9449 | 1 | 3
1961-1980 |  | RSD_DTH_1980 | DMD_RSD_DTH | 1980 | 1877.7728 | 1877.7728 | 1877.7728 | 1877.7728 | 1877.7728 | 1877.7728 | 1877.7728 | 1 | 3
1981-1995 |  | RSD_DTH_1995 | DMD_RSD_DTH | 1995 | 1194.3492 | 1194.3492 | 1194.3492 | 1194.3492 | 1194.3492 | 1194.3492 | 1194.3492 | 1 | 3
1996-2011 |  | RSD_DTH_2011 | DMD_RSD_DTH | 2011 | 715.1448 | 715.1448 | 715.1448 | 715.1448 | 715.1448 | 715.1448 | 715.1448 | 1 | 3
2011-2020 |  | RSD_DTH_2020 | DMD_RSD_DTH | 2020 | 423.2117 | 423.2117 | 423.2117 | 423.2117 | 423.2117 | 423.2117 | 423.2117 | 1 | 3
< 1946 |  | RSD_SDTH_1945 | DMD_RSD_SDTH | 1945 | 154.496 | 154.496 | 154.496 | 154.496 | 154.496 | 154.496 | 154.496 | 1 | 3
1946-1960 |  | RSD_SDTH_1960 | DMD_RSD_SDTH | 1960 | 91.4846 | 91.4846 | 91.4846 | 91.4846 | 91.4846 | 91.4846 | 91.4846 | 1 | 3
1961-1980 |  | RSD_SDTH_1980 | DMD_RSD_SDTH | 1980 | 271.8389 | 271.8389 | 271.8389 | 271.8389 | 271.8389 | 271.8389 | 271.8389 | 1 | 3
1981-1995 |  | RSD_SDTH_1995 | DMD_RSD_SDTH | 1995 | 172.902 | 172.902 | 172.902 | 172.902 | 172.902 | 172.902 | 172.902 | 1 | 3
1996-2011 |  | RSD_SDTH_2011 | DMD_RSD_SDTH | 2011 | 103.5291 | 103.5291 | 103.5291 | 103.5291 | 103.5291 | 103.5291 | 103.5291 | 1 | 3
2011-2020 |  | RSD_SDTH_2020 | DMD_RSD_SDTH | 2020 | 61.267 | 61.267 | 61.267 | 61.267 | 61.267 | 61.267 | 61.267 | 1 | 3
< 1946 |  | RSD_FLAT_1945 | DMD_RSD_FLAT | 1945 | 1489.8826 | 1489.8826 | 1489.8826 | 1489.8826 | 1489.8826 | 1489.8826 | 1489.8826 | 1 | 3
1946-1960 |  | RSD_FLAT_1960 | DMD_RSD_FLAT | 1960 | 882.2315 | 882.2315 | 882.2315 | 882.2315 | 882.2315 | 882.2315 | 882.2315 | 1 | 3
1961-1980 |  | RSD_FLAT_1980 | DMD_RSD_FLAT | 1980 | 2621.4791 | 2621.4791 | 2621.4791 | 2621.4791 | 2621.4791 | 2621.4791 | 2621.4791 | 1 | 3
1981-1995 |  | RSD_FLAT_1995 | DMD_RSD_FLAT | 1995 | 1667.3804 | 1667.3804 | 1667.3804 | 1667.3804 | 1667.3804 | 1667.3804 | 1667.3804 | 1 | 3
1996-2011 |  | RSD_FLAT_2011 | DMD_RSD_FLAT | 2011 | 998.3834 | 998.3834 | 998.3834 | 998.3834 | 998.3834 | 998.3834 | 998.3834 | 1 | 3
2011-2020 |  | RSD_FLAT_2020 | DMD_RSD_FLAT | 2020 | 590.8279 | 590.8279 | 590.8279 | 590.8279 | 590.8279 | 590.8279 | 590.8279 | 1 | 3
USEFUL ENERGY FOR SPACE HEATING
Total input PJ
|  | TechName | Comm-IN | \I: Year | INPUT~2020 | INPUT~2025 | INPUT~2030 | INPUT~2035 | INPUT~2040 | INPUT~2045 | INPUT~2050 |  | 2020 | 2025 | 2030 | 2035 | 2040 | 2045 | 2050
|  | \I: |  |  | PJ/dwelling | PJ/dwelling | PJ/dwelling | PJ/dwelling | PJ/dwelling | PJ/dwelling | PJ/dwelling |  | All dwellings | All dwellings | All dwellings | All dwellings | All dwellings | All dwellings | All dwellings
< 1946 |  | RSD_DTH_1945 | RSD_DTH_SH | 1945 | 0.058498 | 0.052168 | 0.045657 | 0.038862 | 0.031777 | 0.024318 | 0.015901 |  | 62.4294 | 55.6742 | 48.726 | 41.4736 | 33.9128 | 25.9528 | 16.9701
1946-1960 |  | RSD_DTH_1960 | RSD_DTH_SH | 1960 | 0.046218 | 0.041197 | 0.041197 | 0.041197 | 0.041197 | 0.041197 | 0.041197 |  | 29.2074 | 26.0342 | 26.0342 | 26.0342 | 26.0342 | 26.0342 | 26.0342
1961-1980 |  | RSD_DTH_1980 | RSD_DTH_SH | 1980 | 0.039628 | 0.039628 | 0.039628 | 0.039628 | 0.039628 | 0.039628 | 0.039628 |  | 74.4126 | 74.4126 | 74.4126 | 74.4126 | 74.4126 | 74.4126 | 74.4126
1981-1995 |  | RSD_DTH_1995 | RSD_DTH_SH | 1995 | 0.029938 | 0.029938 | 0.029938 | 0.029938 | 0.029938 | 0.029938 | 0.029938 |  | 35.7561 | 35.7561 | 35.7561 | 35.7561 | 35.7561 | 35.7561 | 35.7561
1996-2011 |  | RSD_DTH_2011 | RSD_DTH_SH | 2011 | 0.027494 | 0.027494 | 0.027494 | 0.027494 | 0.027494 | 0.027494 | 0.027494 |  | 19.6619 | 19.6619 | 19.6619 | 19.6619 | 19.6619 | 19.6619 | 19.6619
2011-2020 |  | RSD_DTH_2020 | RSD_DTH_SH | 2020 | 0.022502 | 0.022502 | 0.022502 | 0.022502 | 0.022502 | 0.022502 | 0.022502 |  | 9.5229 | 9.5229 | 9.5229 | 9.5229 | 9.5229 | 9.5229 | 9.5229
< 1946 |  | RSD_SDTH_1945 | RSD_SDTH_SH | 1945 | 0.031013 | 0.027568 | 0.024028 | 0.020338 | 0.01649 | 0.012434 | 0.0078739 |  | 4.7914 | 4.2591 | 3.7123 | 3.1422 | 2.5477 | 1.9211 | 1.2165
1946-1960 |  | RSD_SDTH_1960 | RSD_SDTH_SH | 1960 | 0.024126 | 0.021421 | 0.021421 | 0.021421 | 0.021421 | 0.021421 | 0.021421 |  | 2.2072 | 1.9597 | 1.9597 | 1.9597 | 1.9597 | 1.9597 | 1.9597
1961-1980 |  | RSD_SDTH_1980 | RSD_SDTH_SH | 1980 | 0.020239 | 0.020239 | 0.020239 | 0.020239 | 0.020239 | 0.020239 | 0.020239 |  | 5.5017 | 5.5017 | 5.5017 | 5.5017 | 5.5017 | 5.5017 | 5.5017
1981-1995 |  | RSD_SDTH_1995 | RSD_SDTH_SH | 1995 | 0.015217 | 0.015217 | 0.015217 | 0.015217 | 0.015217 | 0.015217 | 0.015217 |  | 2.6311 | 2.6311 | 2.6311 | 2.6311 | 2.6311 | 2.6311 | 2.6311
1996-2011 |  | RSD_SDTH_2011 | RSD_SDTH_SH | 2011 | 0.013791 | 0.013791 | 0.013791 | 0.013791 | 0.013791 | 0.013791 | 0.013791 |  | 1.4277 | 1.4277 | 1.4277 | 1.4277 | 1.4277 | 1.4277 | 1.4277
2011-2020 |  | RSD_SDTH_2020 | RSD_SDTH_SH | 2020 | 0.011393 | 0.011393 | 0.011393 | 0.011393 | 0.011393 | 0.011393 | 0.011393 |  | 0.69801 | 0.69801 | 0.69801 | 0.69801 | 0.69801 | 0.69801 | 0.69801
< 1946 |  | RSD_FLAT_1945 | RSD_FLAT_SH | 1945 | 0.021171 | 0.018882 | 0.016524 | 0.014063 | 0.011497 | 0.0087963 | 0.0057486 |  | 31.5427 | 28.1316 | 24.6187 | 20.9522 | 17.1297 | 13.1054 | 8.5647
1946-1960 |  | RSD_FLAT_1960 | RSD_FLAT_SH | 1960 | 0.016859 | 0.01502 | 0.01502 | 0.01502 | 0.01502 | 0.01502 | 0.01502 |  | 14.8734 | 13.2513 | 13.2513 | 13.2513 | 13.2513 | 13.2513 | 13.2513
1961-1980 |  | RSD_FLAT_1980 | RSD_FLAT_SH | 1980 | 0.014637 | 0.014637 | 0.014637 | 0.014637 | 0.014637 | 0.014637 | 0.014637 |  | 38.3695 | 38.3695 | 38.3695 | 38.3695 | 38.3695 | 38.3695 | 38.3695
1981-1995 |  | RSD_FLAT_1995 | RSD_FLAT_SH | 1995 | 0.010917 | 0.010917 | 0.010917 | 0.010917 | 0.010917 | 0.010917 | 0.010917 |  | 18.2027 | 18.2027 | 18.2027 | 18.2027 | 18.2027 | 18.2027 | 18.2027
1996-2011 |  | RSD_FLAT_2011 | RSD_FLAT_SH | 2011 | 0.0099631 | 0.0099631 | 0.0099631 | 0.0099631 | 0.0099631 | 0.0099631 | 0.0099631 |  | 9.947 | 9.947 | 9.947 | 9.947 | 9.947 | 9.947 | 9.947
2011-2020 |  | RSD_FLAT_2020 | RSD_FLAT_SH | 2020 | 0.007943 | 0.007943 | 0.007943 | 0.007943 | 0.007943 | 0.007943 | 0.007943 |  | 4.6929 | 4.6929 | 4.6929 | 4.6929 | 4.6929 | 4.6929 | 4.6929
Parametr | Jednostka | Budynki jednorodzinne wolnostojące DetH | Budynki w zabudowie jednorodzinne szeregowej SDetH | Mieszkania Flat
V | [dm3/(m2*dzień)] | 1.4 | 1.6 | 2
A | [m2] | 120.3 | 79.2 | 52.2
c_w | [kJ/(kg*K)] | 4.19 | 4.19 | 4.19
ρ_w | [kg/dm3] | 1 | 1 | 1
θ_H | [oC] | 55 | 55 | 55
θ_C | [oC] | 10 | 10 | 10
k_R | [-] | 0.8 | 0.8 | 0.8
t_R | [dzień] | 365 | 365 | 365
USEFUL ENERGY FOR HOT WATER PREPARATION
|  | TechName | Comm-IN | \I: Year | Input |  |  | CHECK - total input PJ
|  | \I: |  |  | PJ/dwelling
|  | RSD_DTH_1945 | RSD_DTH_WH | 1945 | 0.0092726 |  |  | 9.8958
|  | RSD_DTH_1960 | RSD_DTH_WH | 1960 | 0.0092726 |  |  | 5.8598
|  | RSD_DTH_1980 | RSD_DTH_WH | 1980 | 0.0092726 |  |  | 17.4119
|  | RSD_DTH_1995 | RSD_DTH_WH | 1995 | 0.0092726 |  |  | 11.0748
|  | RSD_DTH_2011 | RSD_DTH_WH | 2011 | 0.0092726 |  |  | 6.6313
|  | RSD_DTH_2020 | RSD_DTH_WH | 2020 | 0.0092726 |  |  | 3.9243
|  | RSD_SDTH_1945 | RSD_SDTH_WH | 1945 | 0.0069768 |  |  | 1.0779
|  | RSD_SDTH_1960 | RSD_SDTH_WH | 1960 | 0.0069768 |  |  | 0.63827
|  | RSD_SDTH_1980 | RSD_SDTH_WH | 1980 | 0.0069768 |  |  | 1.8966
|  | RSD_SDTH_1995 | RSD_SDTH_WH | 1995 | 0.0069768 |  |  | 1.2063
|  | RSD_SDTH_2011 | RSD_SDTH_WH | 2011 | 0.0069768 |  |  | 0.7223
|  | RSD_SDTH_2020 | RSD_SDTH_WH | 2020 | 0.0069768 |  |  | 0.42745
|  | RSD_FLAT_1945 | RSD_FLAT_WH | 1945 | 0.0057479 |  |  | 8.5637
|  | RSD_FLAT_1960 | RSD_FLAT_WH | 1960 | 0.0057479 |  |  | 5.071
|  | RSD_FLAT_1980 | RSD_FLAT_WH | 1980 | 0.0057479 |  |  | 15.068
|  | RSD_FLAT_1995 | RSD_FLAT_WH | 1995 | 0.0057479 |  |  | 9.584
|  | RSD_FLAT_2011 | RSD_FLAT_WH | 2011 | 0.0057479 |  |  | 5.7386
|  | RSD_FLAT_2020 | RSD_FLAT_WH | 2020 | 0.0057479 |  |  | 3.396
ELECTRICAL APPLIANCES
|  | TechName | Comm-IN | \I: Year | Input
|  | \I: |  |  | units/dwelling |  |  | CHECK - number of units [thousands]
|  | RSD_DTH_1945 | RSD_LTG | 1945 | 18.8382 |  |  | 20104.3131
|  | RSD_DTH_1960 | RSD_LTG | 1960 | 18.8382 |  |  | 11904.7354
|  | RSD_DTH_1980 | RSD_LTG | 1980 | 18.8382 |  |  | 35373.9509
|  | RSD_DTH_1995 | RSD_LTG | 1995 | 18.8382 |  |  | 22499.4486
|  | RSD_DTH_2011 | RSD_LTG | 2011 | 18.8382 |  |  | 13472.0755
|  | RSD_DTH_2020 | RSD_LTG | 2020 | 18.8382 |  |  | 7972.5671
|  | RSD_SDTH_1945 | RSD_LTG | 1945 | 18.8382 |  |  | 2910.4348
|  | RSD_SDTH_1960 | RSD_LTG | 1960 | 18.8382 |  |  | 1723.4091
|  | RSD_SDTH_1980 | RSD_LTG | 1980 | 18.8382 |  |  | 5120.9696
|  | RSD_SDTH_1995 | RSD_LTG | 1995 | 18.8382 |  |  | 3257.1706
|  | RSD_SDTH_2011 | RSD_LTG | 2011 | 18.8382 |  |  | 1950.3077
|  | RSD_SDTH_2020 | RSD_LTG | 2020 | 18.8382 |  |  | 1154.1621
|  | RSD_FLAT_1945 | RSD_LTG | 1945 | 18.8382 |  |  | 28066.7804
|  | RSD_FLAT_1960 | RSD_LTG | 1960 | 18.8382 |  |  | 16619.6972
|  | RSD_FLAT_1980 | RSD_LTG | 1980 | 18.8382 |  |  | 49384.0752
|  | RSD_FLAT_1995 | RSD_LTG | 1995 | 18.8382 |  |  | 31410.5276
|  | RSD_FLAT_2011 | RSD_LTG | 2011 | 18.8382 |  |  | 18807.7942
|  | RSD_FLAT_2020 | RSD_LTG | 2020 | 18.8382 |  |  | 11130.1633
282862.5823
|  | TechName | Comm-IN | \I: Year | Input
|  | \I: |  |  | units/dwelling |  |  | CHECK - number of units [thousands]
|  | RSD_DTH_1945 | RSD_REF | 1945 | 1.1238 |  |  | 1199.2827
|  | RSD_DTH_1960 | RSD_REF | 1960 | 1.1238 |  |  | 710.1533
|  | RSD_DTH_1980 | RSD_REF | 1980 | 1.1238 |  |  | 2110.1625
|  | RSD_DTH_1995 | RSD_REF | 1995 | 1.1238 |  |  | 1342.1597
|  | RSD_DTH_2011 | RSD_REF | 2011 | 1.1238 |  |  | 803.6498
|  | RSD_DTH_2020 | RSD_REF | 2020 | 1.1238 |  |  | 475.5876
|  | RSD_SDTH_1945 | RSD_REF | 1945 | 1.1238 |  |  | 173.6162
|  | RSD_SDTH_1960 | RSD_REF | 1960 | 1.1238 |  |  | 102.8065
|  | RSD_SDTH_1980 | RSD_REF | 1980 | 1.1238 |  |  | 305.4812
|  | RSD_SDTH_1995 | RSD_REF | 1995 | 1.1238 |  |  | 194.3
|  | RSD_SDTH_2011 | RSD_REF | 2011 | 1.1238 |  |  | 116.3417
|  | RSD_SDTH_2020 | RSD_REF | 2020 | 1.1238 |  |  | 68.8492
|  | RSD_FLAT_1945 | RSD_REF | 1945 | 1.1238 |  |  | 1674.2678
|  | RSD_FLAT_1960 | RSD_REF | 1960 | 1.1238 |  |  | 991.4149
|  | RSD_FLAT_1980 | RSD_REF | 1980 | 1.1238 |  |  | 2945.9085
|  | RSD_FLAT_1995 | RSD_REF | 1995 | 1.1238 |  |  | 1873.7324
|  | RSD_FLAT_2011 | RSD_REF | 2011 | 1.1238 |  |  | 1121.9415
|  | RSD_FLAT_2020 | RSD_REF | 2020 | 1.1238 |  |  | 663.9477
16873.6034
|  | TechName | Comm-IN | \I: Year | Input
|  | \I: |  |  | units/dwelling |  |  | CHECK - number of units [thousands]
|  | RSD_DTH_1945 | RSD_WM | 1945 | 0.97719 |  |  | 1042.8604
|  | RSD_DTH_1960 | RSD_WM | 1960 | 0.97719 |  |  | 617.5281
|  | RSD_DTH_1980 | RSD_WM | 1980 | 0.97719 |  |  | 1834.9343
|  | RSD_DTH_1995 | RSD_WM | 1995 | 0.97719 |  |  | 1167.102
|  | RSD_DTH_2011 | RSD_WM | 2011 | 0.97719 |  |  | 698.8299
|  | RSD_DTH_2020 | RSD_WM | 2020 | 0.97719 |  |  | 413.5568
|  | RSD_SDTH_1945 | RSD_WM | 1945 | 0.97719 |  |  | 150.9714
|  | RSD_SDTH_1960 | RSD_WM | 1960 | 0.97719 |  |  | 89.3975
|  | RSD_SDTH_1980 | RSD_WM | 1980 | 0.97719 |  |  | 265.6374
|  | RSD_SDTH_1995 | RSD_WM | 1995 | 0.97719 |  |  | 168.9575
|  | RSD_SDTH_2011 | RSD_WM | 2011 | 0.97719 |  |  | 101.1673
|  | RSD_SDTH_2020 | RSD_WM | 2020 | 0.97719 |  |  | 59.8692
|  | RSD_FLAT_1945 | RSD_WM | 1945 | 0.97719 |  |  | 1455.8933
|  | RSD_FLAT_1960 | RSD_WM | 1960 | 0.97719 |  |  | 862.1048
|  | RSD_FLAT_1980 | RSD_WM | 1980 | 0.97719 |  |  | 2561.6741
|  | RSD_FLAT_1995 | RSD_WM | 1995 | 0.97719 |  |  | 1629.3417
|  | RSD_FLAT_2011 | RSD_WM | 2011 | 0.97719 |  |  | 975.6068
|  | RSD_FLAT_2020 | RSD_WM | 2020 | 0.97719 |  |  | 577.3491
14672.7817
|  | TechName | Comm-IN | \I: Year | Input
|  | \I: |  |  | units/dwelling |  |  | CHECK - number of units [thousands]
|  | RSD_DTH_1945 | RSD_DRY | 1945 | 0.012076 |  |  | 12.888
|  | RSD_DTH_1960 | RSD_DRY | 1960 | 0.012076 |  |  | 7.6316
|  | RSD_DTH_1980 | RSD_DRY | 1980 | 0.012076 |  |  | 22.6767
|  | RSD_DTH_1995 | RSD_DRY | 1995 | 0.012076 |  |  | 14.4234
|  | RSD_DTH_2011 | RSD_DRY | 2011 | 0.012076 |  |  | 8.6364
|  | RSD_DTH_2020 | RSD_DRY | 2020 | 0.012076 |  |  | 5.1109
|  | RSD_SDTH_1945 | RSD_DRY | 1945 | 0.012076 |  |  | 1.8658
|  | RSD_SDTH_1960 | RSD_DRY | 1960 | 0.012076 |  |  | 1.1048
|  | RSD_SDTH_1980 | RSD_DRY | 1980 | 0.012076 |  |  | 3.2828
|  | RSD_SDTH_1995 | RSD_DRY | 1995 | 0.012076 |  |  | 2.088
|  | RSD_SDTH_2011 | RSD_DRY | 2011 | 0.012076 |  |  | 1.2503
|  | RSD_SDTH_2020 | RSD_DRY | 2020 | 0.012076 |  |  | 0.73988
|  | RSD_FLAT_1945 | RSD_DRY | 1945 | 0.012076 |  |  | 17.9924
|  | RSD_FLAT_1960 | RSD_DRY | 1960 | 0.012076 |  |  | 10.6542
|  | RSD_FLAT_1980 | RSD_DRY | 1980 | 0.012076 |  |  | 31.658
|  | RSD_FLAT_1995 | RSD_DRY | 1995 | 0.012076 |  |  | 20.1359
|  | RSD_FLAT_2011 | RSD_DRY | 2011 | 0.012076 |  |  | 12.0569
|  | RSD_FLAT_2020 | RSD_DRY | 2020 | 0.012076 |  |  | 7.1351
181.3309
|  | TechName | Comm-IN | \I: Year | Input
|  | \I: |  |  | units/dwelling |  |  | CHECK - number of units [thousands]
|  | RSD_DTH_1945 | RSD_DSHWR | 1945 | 0.33622 |  |  | 358.8116
|  | RSD_DTH_1960 | RSD_DSHWR | 1960 | 0.33622 |  |  | 212.4697
|  | RSD_DTH_1980 | RSD_DSHWR | 1980 | 0.33622 |  |  | 631.3364
|  | RSD_DTH_1995 | RSD_DSHWR | 1995 | 0.33622 |  |  | 401.5588
|  | RSD_DTH_2011 | RSD_DSHWR | 2011 | 0.33622 |  |  | 240.4428
|  | RSD_DTH_2020 | RSD_DSHWR | 2020 | 0.33622 |  |  | 142.2903
|  | RSD_SDTH_1945 | RSD_DSHWR | 1945 | 0.33622 |  |  | 51.944
|  | RSD_SDTH_1960 | RSD_DSHWR | 1960 | 0.33622 |  |  | 30.7585
|  | RSD_SDTH_1980 | RSD_DSHWR | 1980 | 0.33622 |  |  | 91.3965
|  | RSD_SDTH_1995 | RSD_DSHWR | 1995 | 0.33622 |  |  | 58.1323
|  | RSD_SDTH_2011 | RSD_DSHWR | 2011 | 0.33622 |  |  | 34.8081
|  | RSD_SDTH_2020 | RSD_DSHWR | 2020 | 0.33622 |  |  | 20.5989
|  | RSD_FLAT_1945 | RSD_DSHWR | 1945 | 0.33622 |  |  | 500.9217
|  | RSD_FLAT_1960 | RSD_DSHWR | 1960 | 0.33622 |  |  | 296.6199
|  | RSD_FLAT_1980 | RSD_DSHWR | 1980 | 0.33622 |  |  | 881.382
|  | RSD_FLAT_1995 | RSD_DSHWR | 1995 | 0.33622 |  |  | 560.5992
|  | RSD_FLAT_2011 | RSD_DSHWR | 2011 | 0.33622 |  |  | 335.672
|  | RSD_FLAT_2020 | RSD_DSHWR | 2020 | 0.33622 |  |  | 198.6455
5048.3881
|  | TechName | Comm-IN | \I: Year | Input
|  | \I: |  |  | units/dwelling |  |  | CHECK - number of units [thousands]
|  | RSD_DTH_1945 | RSD_ELC_OTH | 1945 | 3.0206 |  |  | 3223.5827
|  | RSD_DTH_1960 | RSD_ELC_OTH | 1960 | 3.0206 |  |  | 1908.8391
|  | RSD_DTH_1980 | RSD_ELC_OTH | 1980 | 3.0206 |  |  | 5671.9599
|  | RSD_DTH_1995 | RSD_ELC_OTH | 1995 | 3.0206 |  |  | 3607.6256
|  | RSD_DTH_2011 | RSD_ELC_OTH | 2011 | 3.0206 |  |  | 2160.1509
|  | RSD_DTH_2020 | RSD_ELC_OTH | 2020 | 3.0206 |  |  | 1278.3441
|  | RSD_SDTH_1945 | RSD_ELC_OTH | 1945 | 3.0206 |  |  | 466.6674
|  | RSD_SDTH_1960 | RSD_ELC_OTH | 1960 | 3.0206 |  |  | 276.3363
|  | RSD_SDTH_1980 | RSD_ELC_OTH | 1980 | 3.0206 |  |  | 821.1108
|  | RSD_SDTH_1995 | RSD_ELC_OTH | 1995 | 3.0206 |  |  | 522.264
|  | RSD_SDTH_2011 | RSD_ELC_OTH | 2011 | 3.0206 |  |  | 312.7179
|  | RSD_SDTH_2020 | RSD_ELC_OTH | 2020 | 3.0206 |  |  | 185.0616
|  | RSD_FLAT_1945 | RSD_ELC_OTH | 1945 | 3.0206 |  |  | 4500.3074
|  | RSD_FLAT_1960 | RSD_ELC_OTH | 1960 | 3.0206 |  |  | 2664.8495
|  | RSD_FLAT_1980 | RSD_ELC_OTH | 1980 | 3.0206 |  |  | 7918.383
|  | RSD_FLAT_1995 | RSD_ELC_OTH | 1995 | 3.0206 |  |  | 5036.4533
|  | RSD_FLAT_2011 | RSD_ELC_OTH | 2011 | 3.0206 |  |  | 3015.6952
|  | RSD_FLAT_2020 | RSD_ELC_OTH | 2020 | 3.0206 |  |  | 1784.642
45354.9907
COOKING
|  | TechName | Comm-IN | \I: Year | Input
|  | \I: |  |  | units/dwelling |  |  | CHECK - number of units [thousands]
|  | RSD_DTH_1945 | RSD_COOK | 1945 | 1.6342 |  |  | 1744.0229
|  | RSD_DTH_1960 | RSD_COOK | 1960 | 1.6342 |  |  | 1032.7202
|  | RSD_DTH_1980 | RSD_COOK | 1980 | 1.6342 |  |  | 3068.644
|  | RSD_DTH_1995 | RSD_COOK | 1995 | 1.6342 |  |  | 1951.7977
|  | RSD_DTH_2011 | RSD_COOK | 2011 | 1.6342 |  |  | 1168.6849
|  | RSD_DTH_2020 | RSD_COOK | 2020 | 1.6342 |  |  | 691.6098
|  | RSD_SDTH_1945 | RSD_COOK | 1945 | 1.6342 |  |  | 252.4764
|  | RSD_SDTH_1960 | RSD_COOK | 1960 | 1.6342 |  |  | 149.5035
|  | RSD_SDTH_1980 | RSD_COOK | 1980 | 1.6342 |  |  | 444.2374
|  | RSD_SDTH_1995 | RSD_COOK | 1995 | 1.6342 |  |  | 282.5553
|  | RSD_SDTH_2011 | RSD_COOK | 2011 | 1.6342 |  |  | 169.1866
|  | RSD_SDTH_2020 | RSD_COOK | 2020 | 1.6342 |  |  | 100.1221
|  | RSD_FLAT_1945 | RSD_COOK | 1945 | 1.6342 |  |  | 2434.7565
|  | RSD_FLAT_1960 | RSD_COOK | 1960 | 1.6342 |  |  | 1441.737
|  | RSD_FLAT_1980 | RSD_COOK | 1980 | 1.6342 |  |  | 4284.0039
|  | RSD_FLAT_1995 | RSD_COOK | 1995 | 1.6342 |  |  | 2724.8222
|  | RSD_FLAT_2011 | RSD_COOK | 2011 | 1.6342 |  |  | 1631.5515
|  | RSD_FLAT_2020 | RSD_COOK | 2020 | 1.6342 |  |  | 965.5271
24537.959

## U-VALUES
Ceiling U-values by construction period
[7 empty] | 2025 | [5 empty] | 2030 |  |  |  |  | 2035 | [5 empty] | 2040 |  |  |  |  | 2045 |  |  |  |  | 2050
INITIAL VALUES 2020
| Floor | Ceiling | Wall | Windows |  | Floor | Ceiling | Wall | Windows |  |  | Floor | Ceiling | Wall | Windows |  | Floor | Ceiling | Wall | Windows |  |  | Floor | Ceiling | Wall | Windows |  | Floor | Ceiling | Wall | Windows |  | Floor | Ceiling | Wall | Windows
< 1946 | 1 | 0.8 | 1.6 | 2.2 | < 1946 | 1 | 0.8 | 1.6 | 2.2 |  | < 1946 | 1 | 0.8 | 1.6 | 2.2 | < 1946 | 1 | 0.8 | 1.6 | 2.2 |  | < 1946 | 1 | 0.8 | 1.6 | 2.2 | < 1946 | 1 | 0.8 | 1.6 | 2.2 | < 1946 | 1 | 0.8 | 1.6 | 2.2
1946-1960 | 0.7835 | 0.53 | 1.25 | 2 | 1946-1960 | 0.7835 | 0.53 | 1.25 | 2 |  | 1946-1960 | 0.7835 | 0.53 | 1.25 | 2 | 1946-1960 | 0.7835 | 0.53 | 1.25 | 2 |  | 1946-1960 | 0.7835 | 0.53 | 1.25 | 2 | 1946-1960 | 0.7835 | 0.53 | 1.25 | 2 | 1946-1960 | 0.7835 | 0.53 | 1.25 | 2
1961-1980 | 0.567 | 0.36 | 1 | 2 | 1961-1980 | 0.567 | 0.36 | 1 | 2 |  | 1961-1980 | 0.567 | 0.36 | 1 | 2 | 1961-1980 | 0.567 | 0.36 | 1 | 2 |  | 1961-1980 | 0.567 | 0.36 | 1 | 2 | 1961-1980 | 0.567 | 0.36 | 1 | 2 | 1961-1980 | 0.567 | 0.36 | 1 | 2
1981-1995 | 0.4335 | 0.28 | 0.615 | 1.5 | 1981-1995 | 0.4335 | 0.28 | 0.615 | 1.5 |  | 1981-1995 | 0.4335 | 0.28 | 0.615 | 1.5 | 1981-1995 | 0.4335 | 0.28 | 0.615 | 1.5 |  | 1981-1995 | 0.4335 | 0.28 | 0.615 | 1.5 | 1981-1995 | 0.4335 | 0.28 | 0.615 | 1.5 | 1981-1995 | 0.4335 | 0.28 | 0.615 | 1.5
1996-2011 | 0.36675 | 0.24 | 0.4225 | 1.5 | 1996-2011 | 0.36675 | 0.24 | 0.4225 | 1.5 |  | 1996-2011 | 0.36675 | 0.24 | 0.4225 | 1.5 | 1996-2011 | 0.36675 | 0.24 | 0.4225 | 1.5 |  | 1996-2011 | 0.36675 | 0.24 | 0.4225 | 1.5 | 1996-2011 | 0.36675 | 0.24 | 0.4225 | 1.5 | 1996-2011 | 0.36675 | 0.24 | 0.4225 | 1.5
2011-2020 | 0.3 | 0.2 | 0.23 | 1.1 | 2011-2020 | 0.3 | 0.2 | 0.23 | 1.1 |  | 2011-2020 | 0.3 | 0.2 | 0.23 | 1.1 | 2011-2020 | 0.3 | 0.2 | 0.23 | 1.1 |  | 2011-2020 | 0.3 | 0.2 | 0.23 | 1.1 | 2011-2020 | 0.3 | 0.2 | 0.23 | 1.1 | 2011-2020 | 0.3 | 0.2 | 0.23 | 1.1
[9 empty] | 0.85 | [5 empty] | 0.8 |  |  |  |  | 0.7 | [5 empty] | 0.65 |  |  |  |  | 0.6 |  |  |  |  | 0.2
AFTER THERMO-MODERNIZATION |  |  |  |  | AFTER THERMO-MODERNIZATION | [5 empty] | AFTER THERMO-MODERNIZATION |  |  |  |  | AFTER THERMO-MODERNIZATION | [5 empty] | AFTER THERMO-MODERNIZATION |  |  |  |  | AFTER THERMO-MODERNIZATION |  |  |  |  | AFTER THERMO-MODERNIZATION
| Floor | Ceiling | Wall | Windows |  | Floor | Ceiling | Wall | Windows |  |  | Floor | Ceiling | Wall | Windows |  | Floor | Ceiling | Wall | Windows |  |  | Floor | Ceiling | Wall | Windows |  | Floor | Ceiling | Wall | Windows |  | Floor | Ceiling | Wall | Windows
< 1946 | 0.139 | 0.1 | 0.1 | 0.9 | < 1946 | 0.1 | 0.085 | 0.085 | 0.765 |  | < 1946 | 0.1112 | 0.08 | 0.08 | 0.72 | < 1946 | 0.0973 | 0.07 | 0.07 | 0.63 |  | < 1946 | 0.09035 | 0.065 | 0.065 | 0.585 | < 1946 | 0.0834 | 0.06 | 0.06 | 0.54 | < 1946 | 0.0278 | 0.02 | 0.02 | 0.18
1946-1960 | 0.139 | 0.1 | 0.1 | 0.9 | 1946-1960 | 0.11815 | 0.085 | 0.085 | 0.765 |  | 1946-1960 | 0.1112 | 0.08 | 0.08 | 0.72 | 1946-1960 | 0.0973 | 0.07 | 0.07 | 0.63 |  | 1946-1960 | 0.09035 | 0.065 | 0.065 | 0.585 | 1946-1960 | 0.0834 | 0.06 | 0.06 | 0.54 | 1946-1960 | 0.0278 | 0.02 | 0.02 | 0.18
1961-1980 | 0.139 | 0.1 | 0.1 | 0.9 | 1961-1980 | 0.11815 | 0.085 | 0.085 | 0.765 |  | 1961-1980 | 0.1112 | 0.08 | 0.08 | 0.72 | 1961-1980 | 0.0973 | 0.07 | 0.07 | 0.63 |  | 1961-1980 | 0.09035 | 0.065 | 0.065 | 0.585 | 1961-1980 | 0.0834 | 0.06 | 0.06 | 0.54 | 1961-1980 | 0.0278 | 0.02 | 0.02 | 0.18
1981-1995 | 0.139 | 0.1 | 0.1 | 0.9 | 1981-1995 | 0.11815 | 0.085 | 0.085 | 0.765 |  | 1981-1995 | 0.1112 | 0.08 | 0.08 | 0.72 | 1981-1995 | 0.0973 | 0.07 | 0.07 | 0.63 |  | 1981-1995 | 0.09035 | 0.065 | 0.065 | 0.585 | 1981-1995 | 0.0834 | 0.06 | 0.06 | 0.54 | 1981-1995 | 0.0278 | 0.02 | 0.02 | 0.18
1996-2011 | 0.139 | 0.1 | 0.1 | 0.9 | 1996-2011 | 0.11815 | 0.085 | 0.085 | 0.765 |  | 1996-2011 | 0.1112 | 0.08 | 0.08 | 0.72 | 1996-2011 | 0.0973 | 0.07 | 0.07 | 0.63 |  | 1996-2011 | 0.09035 | 0.065 | 0.065 | 0.585 | 1996-2011 | 0.0834 | 0.06 | 0.06 | 0.54 | 1996-2011 | 0.0278 | 0.02 | 0.02 | 0.18
2011-2020 | 0.139 | 0.1 | 0.1 | 0.9 | 2011-2020 | 0.11815 | 0.085 | 0.085 | 0.765 |  | 2011-2020 | 0.1112 | 0.08 | 0.08 | 0.72 | 2011-2020 | 0.0973 | 0.07 | 0.07 | 0.63 |  | 2011-2020 | 0.09035 | 0.065 | 0.065 | 0.585 | 2011-2020 | 0.0834 | 0.06 | 0.06 | 0.54 | 2011-2020 | 0.0278 | 0.02 | 0.02 | 0.18
THERMO-MODERNIZATION RATE |  |  |  | 2020 | THERMO-MODERNIZATION RATE | [5 empty] | THERMO-MODERNIZATION RATE |  |  |  | 2030 | THERMO-MODERNIZATION RATE |  |  |  | 2035 |  | THERMO-MODERNIZATION RATE |  |  |  | 2040 | THERMO-MODERNIZATION RATE |  |  |  | 2045 | THERMO-MODERNIZATION RATE |  |  |  | 2050
| Floor | Ceiling | Wall | Windows |  | Floor | Ceiling | Wall | Windows |  |  | Floor | Ceiling | Wall | Windows |  | Floor | Ceiling | Wall | Windows |  |  | Floor | Ceiling | Wall | Windows |  | Floor | Ceiling | Wall | Windows |  | Floor | Ceiling | Wall | Windows
< 1946 | 0.35 | 0.35 | 0.35 | 0.35 | < 1946 | 0.02 | 0.02 | 0.02 | 0.02 |  | < 1946 | 0.02 | 0.02 | 0.02 | 0.02 | < 1946 | 0.02 | 0.02 | 0.02 | 0.02 |  | < 1946 | 0.02 | 0.02 | 0.02 | 0.02 | < 1946 | 0.02 | 0.02 | 0.02 | 0.02 | < 1946 | 0.02 | 0.02 | 0.02 | 0.02
1946-1960 | 0.4 | 0.4 | 0.4 | 0.4 | 1946-1960 | 0.02 | 0.02 | 0.02 | 0.02 |  | 1946-1960 | 0 | 0 | 0 | 0 | 1946-1960 | 0 | 0 | 0 | 0 |  | 1946-1960 | 0 | 0 | 0 | 0 | 1946-1960 | 0 | 0 | 0 | 0 | 1946-1960 | 0 | 0 | 0 | 0
1961-1980 | 0.4 | 0.4 | 0.4 | 0.4 | 1961-1980 | 0 | 0 | 0 | 0 |  | 1961-1980 | 0 | 0 | 0 | 0 | 1961-1980 | 0 | 0 | 0 | 0 |  | 1961-1980 | 0 | 0 | 0 | 0 | 1961-1980 | 0 | 0 | 0 | 0 | 1961-1980 | 0 | 0 | 0 | 0
1981-1995 | 0.4 | 0.4 | 0.4 | 0.4 | 1981-1995 | 0 | 0 | 0 | 0 |  | 1981-1995 | 0 | 0 | 0 | 0 | 1981-1995 | 0 | 0 | 0 | 0 |  | 1981-1995 | 0 | 0 | 0 | 0 | 1981-1995 | 0 | 0 | 0 | 0 | 1981-1995 | 0 | 0 | 0 | 0
1996-2011 | 0.3 | 0.3 | 0.3 | 0.3 | 1996-2011 | 0 | 0 | 0 | 0 |  | 1996-2011 | 0 | 0 | 0 | 0 | 1996-2011 | 0 | 0 | 0 | 0 |  | 1996-2011 | 0 | 0 | 0 | 0 | 1996-2011 | 0 | 0 | 0 | 0 | 1996-2011 | 0 | 0 | 0 | 0
2011-2020 | 0.1 | 0.1 | 0.1 | 0.1 | 2011-2020 | 0 | 0 | 0 | 0 |  | 2011-2020 | 0 | 0 | 0 | 0 | 2011-2020 | 0 | 0 | 0 | 0 |  | 2011-2020 | 0 | 0 | 0 | 0 | 2011-2020 | 0 | 0 | 0 | 0 | 2011-2020 | 0 | 0 | 0 | 0
Average |  |  |  |  | Average | [5 empty] | Average |  |  |  |  | Average | [5 empty] | Average |  |  |  |  | Average |  |  |  |  | Average
| Floor | Ceiling | Wall | Windows |  | Floor | Ceiling | Wall | Windows |  |  | Floor | Ceiling | Wall | Windows |  | Floor | Ceiling | Wall | Windows |  |  | Floor | Ceiling | Wall | Windows |  | Floor | Ceiling | Wall | Windows |  | Floor | Ceiling | Wall | Windows
< 1946 | 0.69865 | 0.555 | 1.075 | 1.745 | < 1946 | 0.60865 | 0.4835 | 0.9235 | 1.6015 |  | < 1946 | 0.51977 | 0.4115 | 0.7715 | 1.4535 | < 1946 | 0.4295 | 0.3385 | 0.6185 | 1.2965 |  | < 1946 | 0.33854 | 0.265 | 0.465 | 1.135 | < 1946 | 0.24688 | 0.191 | 0.311 | 0.969 | < 1946 | 0.14966 | 0.113 | 0.153 | 0.767
1946-1960 | 0.5257 | 0.358 | 0.79 | 1.56 | 1946-1960 | 0.45917 | 0.3135 | 0.6735 | 1.4365 |  | 1946-1960 | 0.45917 | 0.3135 | 0.6735 | 1.4365 | 1946-1960 | 0.45917 | 0.3135 | 0.6735 | 1.4365 |  | 1946-1960 | 0.45917 | 0.3135 | 0.6735 | 1.4365 | 1946-1960 | 0.45917 | 0.3135 | 0.6735 | 1.4365 | 1946-1960 | 0.45917 | 0.3135 | 0.6735 | 1.4365
1961-1980 | 0.3958 | 0.256 | 0.64 | 1.56 | 1961-1980 | 0.3958 | 0.256 | 0.64 | 1.56 |  | 1961-1980 | 0.3958 | 0.256 | 0.64 | 1.56 | 1961-1980 | 0.3958 | 0.256 | 0.64 | 1.56 |  | 1961-1980 | 0.3958 | 0.256 | 0.64 | 1.56 | 1961-1980 | 0.3958 | 0.256 | 0.64 | 1.56 | 1961-1980 | 0.3958 | 0.256 | 0.64 | 1.56
1981-1995 | 0.3157 | 0.208 | 0.409 | 1.26 | 1981-1995 | 0.3157 | 0.208 | 0.409 | 1.26 |  | 1981-1995 | 0.3157 | 0.208 | 0.409 | 1.26 | 1981-1995 | 0.3157 | 0.208 | 0.409 | 1.26 |  | 1981-1995 | 0.3157 | 0.208 | 0.409 | 1.26 | 1981-1995 | 0.3157 | 0.208 | 0.409 | 1.26 | 1981-1995 | 0.3157 | 0.208 | 0.409 | 1.26
1996-2011 | 0.29842 | 0.198 | 0.32575 | 1.32 | 1996-2011 | 0.29842 | 0.198 | 0.32575 | 1.32 |  | 1996-2011 | 0.29842 | 0.198 | 0.32575 | 1.32 | 1996-2011 | 0.29842 | 0.198 | 0.32575 | 1.32 |  | 1996-2011 | 0.29842 | 0.198 | 0.32575 | 1.32 | 1996-2011 | 0.29842 | 0.198 | 0.32575 | 1.32 | 1996-2011 | 0.29842 | 0.198 | 0.32575 | 1.32
2011-2020 | 0.2839 | 0.19 | 0.217 | 1.08 | 2011-2020 | 0.2839 | 0.19 | 0.217 | 1.08 |  | 2011-2020 | 0.2839 | 0.19 | 0.217 | 1.08 | 2011-2020 | 0.2839 | 0.19 | 0.217 | 1.08 |  | 2011-2020 | 0.2839 | 0.19 | 0.217 | 1.08 | 2011-2020 | 0.2839 | 0.19 | 0.217 | 1.08 | 2011-2020 | 0.2839 | 0.19 | 0.217 | 1.08
0.4
https://ladnydom.pl/budowa/56,161894,19015995,akcja-termomodernizacja-dlaczego-warto-modernizowac-stare-domy.html
[6 empty] | ` | [27 empty] | KOSZTY TERMOMODERNIZACJI
2030
Liczba docieplonych budynków
[11 empty] | 2020 |  | 2030 | [7 empty] | 2040 |  |  | 2050 | [8 empty] | DTH | SDTH | FLAT |  |  | DTH |  |  | SDTH |  |  | FLAT |  |  |  | RAZEM
[7 empty] | Unit | Total |  |  | Docieplone |  |  | Docieplone | [7 empty] | Docieplone |  |  | Docieplone | [7 empty] | 37.98% | 6.1% | 55.92% |  | Okna | Ściany[m2] | Dach[m2] | Okna | Ściany[m2] | Dach[m2] | Okna | Ściany[m2] | Dach[m2] |  | Okna | Ściany[m2] | Dach[m2]
[7 empty] | < 1946 | 226.6725 |  | 0.35 | 79.3354 |  | 0.45 | 102.0026 | [6 empty] | 0.6 | 136.0035 |  | 0.8 | 181.338 | [7 empty] | 38.7406 | 1.037 | 2.48 |  | 387.406 | 6048.7802 | 2330.247 | 31.1108 | 492.1725 | 246.3976 | 228.1595 | 3252.7606 | 619.9986 |  | 646.6763 | 9793.7133 | 3196.6432
[7 empty] | 1946-1960 | 251.5163 |  | 0.4 | 100.6065 |  | 0.5 | 125.7581 | [6 empty] | 0.65 | 163.4856 |  | 0.85 | 213.7888 | [7 empty] | 47.7629 | 1.2785 | 3.0576 |  | 477.6294 | 7457.4879 | 2872.941 | 38.3562 | 606.7952 | 303.7814 | 281.2958 | 4010.2999 | 764.3908 |  | 797.2815 | 12074.583 | 3941.1132
[7 empty] | 1961-1980 | 144.5495 |  | 0.4 | 57.8198 |  | 0.5 | 72.2747 | [6 empty] | 0.65 | 93.9572 |  | 0.85 | 122.867 | [7 empty] | 27.4499 | 0.73479 | 1.7572 |  | 274.4994 | 4285.9089 | 1651.1141 | 22.0438 | 348.7326 | 174.5868 | 161.6641 | 2304.7681 | 439.3047 |  | 458.2074 | 6939.4095 | 2265.0056
[7 empty] | 1981-1995 | 149.432 |  | 0.4 | 59.7728 |  | 0.5 | 74.716 | [6 empty] | 0.65 | 97.1308 |  | 0.85 | 127.0172 | [7 empty] | 28.3771 | 0.75961 | 1.8166 |  | 283.7714 | 4430.6771 | 1706.885 | 22.7884 | 360.512 | 180.484 | 167.1248 | 2382.6179 | 454.1434 |  | 473.6845 | 7173.8069 | 2341.5123
[7 empty] | 1996-2011 | 149.432 |  | 0.3 | 44.8296 |  | 0.4 | 59.7728 | [6 empty] | 0.55 | 82.1876 |  | 0.75 | 112.074 | [7 empty] | 22.7017 | 0.60769 | 1.4533 |  | 227.0171 | 3544.5417 | 1365.508 | 18.2307 | 288.4096 | 144.3872 | 133.6998 | 1906.0943 | 363.3147 |  | 378.9476 | 5739.0455 | 1873.2099
[7 empty] | 2011-2020 | 317.4087 |  | 0.1 | 31.7409 |  | 0.2 | 63.4817 | [6 empty] | 0.35 | 111.093 |  | 0.55 | 174.5748 | [7 empty] | 24.1104 | 0.6454 | 1.5434 |  | 241.1037 | 3764.4823 | 1450.2385 | 19.3619 | 306.3055 | 153.3465 | 141.996 | 2024.3685 | 385.8586 |  | 402.4615 | 6095.1563 | 1989.4435
[11 empty] | 374.105 |  |  | 498.0061 | [7 empty] | 683.8577 |  |  | 931.6599 | [20 empty] | RAZEM | 3157.2588 | 47815.7146 | 15606.9278
[10 empty] | nowe | 0 |  | nowe | 220 | [6 empty] | nowe | 400 |  | nowe | 600 | [18 empty] | CENA JEDNOSTKOWA |  |  | [PLN/okno] | [PLN/m2] | [PLN/m2]
[10 empty] | razem docie | 374.105 |  | razem docie | 718.0061 | [6 empty] | razem docie | 1083.8577 |  | razem docie | 1531.6599 | [21 empty] | 1200 | 150 | 100
[10 empty] | wszystkie | 1239.011 |  | wszystkie | 1459.011 | [6 empty] | wszystkie | 1659.011 |  | wszystkie | 1859.011 | [18 empty] | Razem koszty [PLN]
[10 empty] | %dociep | 0.30194 |  | %dociep | 0.49212 | [6 empty] | %dociep | 0.65332 |  | %dociep | 0.82391

## HDD
Mean heating degree-days over period 1980 - 2004
Source: Eurostat
Code | Country |  | Value
PL | Poland | 2020 | 3006
PL | Poland | 2025 | 3006
PL | Poland | 2030 | 3006
PL | Poland | 2035 | 3006
PL | Poland | 2040 | 3006
PL | Poland | 2045 | 3006
PL | Poland | 2050 | 3006

## Detached
Building type: | Detached |  | 2020 | 2025 | 2030 | 2035 | 2040 | 2045 | 2050
Description |  | Unit | Value | Value | Value | Value | Value | Value | Value
n° of dwellings |  | n. | 1 | 1 | 1 | 1 | 1 | 1 | 1
Surface per dwelling |  | m2 | 120.3 | 120.3 | 120.3 | 120.3 | 120.3 | 120.3 | 120.3
Heated (useful) surface |  | m2 | 120.3 | 120.3 | 120.3 | 120.3 | 120.3 | 120.3 | 120.3
| check | m2 | 120.3 | 120.3 | 120.3 | 120.3 | 120.3 | 120.3 | 120.3
Geometry | Side A (lenght) | m | 7.7556 | 7.7556 | 7.7556 | 7.7556 | 7.7556 | 7.7556 | 7.7556
| Side B (lenght) | m | 7.7556 | 7.7556 | 7.7556 | 7.7556 | 7.7556 | 7.7556 | 7.7556
| n° of floors | n. | 2 | 2 | 2 | 2 | 2 | 2 | 2
| H (floor) | m | 3 | 3 | 3 | 3 | 3 | 3 | 3
| H (tot) | m | 6 | 6 | 6 | 6 | 6 | 6 | 6
| Lateral surface | m2 | 186.1354 | 186.1354 | 186.1354 | 186.1354 | 186.1354 | 186.1354 | 186.1354
| Net lateral surface | m2 | 156.1354 | 156.1354 | 156.1354 | 156.1354 | 156.1354 | 156.1354 | 156.1354
| Ceiling | m2 | 60.15 | 60.15 | 60.15 | 60.15 | 60.15 | 60.15 | 60.15
| Ground Floor | m2 | 60.15 | 60.15 | 60.15 | 60.15 | 60.15 | 60.15 | 60.15
| Volume | m3 | 360.9 | 360.9 | 360.9 | 360.9 | 360.9 | 360.9 | 360.9
` | n° of windows | n. | 10 | 10 | 10 | 10 | 10 | 10 | 10
| Windows | m2 | 30 | 30 | 30 | 30 | 30 | 30 | 30
Building constant | < 1945 | W/K | 295.6026 | 257.9289 | 220.0794 | 181.66 | 142.9556 | 103.9663 | 62.6974
| 1945-1969 | W/K | 223.3015 | 194.728 | 194.728 | 194.728 | 194.728 | 194.728 | 194.728
| 1970-1979 | W/K | 185.9324 | 185.9324 | 185.9324 | 185.9324 | 185.9324 | 185.9324 | 185.9324
| 1980-1989 | W/K | 133.1599 | 133.1599 | 133.1599 | 133.1599 | 133.1599 | 133.1599 | 133.1599
| 1990-1999 | W/K | 120.3211 | 120.3211 | 120.3211 | 120.3211 | 120.3211 | 120.3211 | 120.3211
| 2000-2020 | W/K | 94.7865 | 94.7865 | 94.7865 | 94.7865 | 94.7865 | 94.7865 | 94.7865
Thermal requirement (design) | < 1945 | kWh-a dwelling | 21325.9568 | 18608.0223 | 15877.4067 | 13105.6766 | 10313.3893 | 7500.5448 | 4523.2426
| 1945-1969 | kWh-a dwelling | 16109.8669 | 14048.4579 | 14048.4579 | 14048.4579 | 14048.4579 | 14048.4579 | 14048.4579
| 1970-1979 | kWh-a dwelling | 13413.9105 | 13413.9105 | 13413.9105 | 13413.9105 | 13413.9105 | 13413.9105 | 13413.9105
| 1980-1989 | kWh-a dwelling | 9606.6913 | 9606.6913 | 9606.6913 | 9606.6913 | 9606.6913 | 9606.6913 | 9606.6913
| 1990-1999 | kWh-a dwelling | 8680.4441 | 8680.4441 | 8680.4441 | 8680.4441 | 8680.4441 | 8680.4441 | 8680.4441
| 2000-2020 | kWh-a dwelling | 6838.2754 | 6838.2754 | 6838.2754 | 6838.2754 | 6838.2754 | 6838.2754 | 6838.2754
Thermal requirement (corrected) | < 1945 | kWh-a dwelling | 16249.4177 | 14491.1491 | 12682.6345 | 10794.9485 | 8826.9736 | 6755.1128 | 4417.0523
| 1945-1969 | kWh-a dwelling | 12838.4289 | 11443.6011 | 11443.6011 | 11443.6011 | 11443.6011 | 11443.6011 | 11443.6011
| 1970-1979 | kWh-a dwelling | 11007.8165 | 11007.8165 | 11007.8165 | 11007.8165 | 11007.8165 | 11007.8165 | 11007.8165
| 1980-1989 | kWh-a dwelling | 8316.0418 | 8316.0418 | 8316.0418 | 8316.0418 | 8316.0418 | 8316.0418 | 8316.0418
| 1990-1999 | kWh-a dwelling | 7637.1246 | 7637.1246 | 7637.1246 | 7637.1246 | 7637.1246 | 7637.1246 | 7637.1246
| 2000-2020 | kWh-a dwelling | 6250.4283 | 6250.4283 | 6250.4283 | 6250.4283 | 6250.4283 | 6250.4283 | 6250.4283
Specific requirement (corrected) | < 1945 | kWh/m2-a | 135.0741 | 120.4584 | 105.4251 | 89.7336 | 73.3747 | 56.1522 | 36.717
| 1945-1969 | kWh/m2-a | 106.7201 | 95.1255 | 95.1255 | 95.1255 | 95.1255 | 95.1255 | 95.1255
| 1970-1979 | kWh/m2-a | 91.503 | 91.503 | 91.503 | 91.503 | 91.503 | 91.503 | 91.503
| 1980-1989 | kWh/m2-a | 69.1275 | 69.1275 | 69.1275 | 69.1275 | 69.1275 | 69.1275 | 69.1275
| 1990-1999 | kWh/m2-a | 63.484 | 63.484 | 63.484 | 63.484 | 63.484 | 63.484 | 63.484
| 2000-2020 | kWh/m2-a | 51.957 | 51.957 | 51.957 | 51.957 | 51.957 | 51.957 | 51.957

## Semidetached
Building type: | Semidetached |  | 2020 | 2025 | 2030 | 2035 | 2040 | 2045 | 2050
Description |  | Unit | PL
n° of dwellings |  | n. | 6 | 6 | 6 | 6 | 6 | 6 | 6
Surface per dwelling |  | m2 | 79.2 | 79.2 | 79.2 | 79.2 | 79.2 | 79.2 | 79.2
Heated (useful) surface |  | m2 | 475.2 | 475.2 | 475.2 | 475.2 | 475.2 | 475.2 | 475.2
| check | m2 | 475.2 | 475.2 | 475.2 | 475.2 | 475.2 | 475.2 | 475.2
Geometry | Side A (lenght) | m | 6.2929 | 6.2929 | 6.2929 | 6.2929 | 6.2929 | 6.2929 | 6.2929
| Side B (lenght) | m | 37.7571 | 37.7571 | 37.7571 | 37.7571 | 37.7571 | 37.7571 | 37.7571
| n° of floors | n. | 2 | 2 | 2 | 2 | 2 | 2 | 2
| H (floor) | m | 3 | 3 | 3 | 3 | 3 | 3 | 3
| H (tot) | m | 6 | 6 | 6 | 6 | 6 | 6 | 6
| Lateral surface | m2 | 528.5997 | 528.5997 | 528.5997 | 528.5997 | 528.5997 | 528.5997 | 528.5997
| Net lateral surface | m2 | 474.5997 | 474.5997 | 474.5997 | 474.5997 | 474.5997 | 474.5997 | 474.5997
| Ceiling | m2 | 237.6 | 237.6 | 237.6 | 237.6 | 237.6 | 237.6 | 237.6
| Floor | m2 | 237.6 | 237.6 | 237.6 | 237.6 | 237.6 | 237.6 | 237.6
| Volume | m3 | 1425.6 | 1425.6 | 1425.6 | 1425.6 | 1425.6 | 1425.6 | 1425.6
| n° of windows | n. | 30 | 30 | 30 | 30 | 30 | 30 | 30
| Windows | m2 | 54 | 54 | 54 | 54 | 54 | 54 | 54
Building constant | < 1945 | W/K | 902.2919 | 784.2686 | 665.9124 | 546.0277 | 425.3788 | 303.9656 | 176.4386
| 1945-1969 | W/K | 669.1409 | 580.7991 | 580.7991 | 580.7991 | 580.7991 | 580.7991 | 580.7991
| 1970-1979 | W/K | 542.8515 | 542.8515 | 542.8515 | 542.8515 | 542.8515 | 542.8515 | 542.8515
| 1980-1989 | W/K | 386.5824 | 386.5824 | 386.5824 | 386.5824 | 386.5824 | 386.5824 | 386.5824
| 1990-1999 | W/K | 343.8314 | 343.8314 | 343.8314 | 343.8314 | 343.8314 | 343.8314 | 343.8314
| 2000-2020 | W/K | 273.9068 | 273.9068 | 273.9068 | 273.9068 | 273.9068 | 273.9068 | 273.9068
Thermal requirement (design) | < 1945 | kWh-a dwelling | 10849.1575 | 9430.046 | 8006.9306 | 6565.4369 | 5114.7542 | 3654.8823 | 2121.4974
| 1945-1969 | kWh-a dwelling | 8045.7496 | 6983.5281 | 6983.5281 | 6983.5281 | 6983.5281 | 6983.5281 | 6983.5281
| 1970-1979 | kWh-a dwelling | 6527.246 | 6527.246 | 6527.246 | 6527.246 | 6527.246 | 6527.246 | 6527.246
| 1980-1989 | kWh-a dwelling | 4648.2665 | 4648.2665 | 4648.2665 | 4648.2665 | 4648.2665 | 4648.2665 | 4648.2665
| 1990-1999 | kWh-a dwelling | 4134.229 | 4134.229 | 4134.229 | 4134.229 | 4134.229 | 4134.229 | 4134.229
| 2000-2020 | kWh-a dwelling | 3293.455 | 3293.455 | 3293.455 | 3293.455 | 3293.455 | 3293.455 | 3293.455
Thermal requirement (corrected) | < 1945 | kWh-a dwelling | 8614.7131 | 7657.7251 | 6674.5142 | 5649.4949 | 4580.5853 | 3453.9959 | 2187.1969
| 1945-1969 | kWh-a dwelling | 6701.6854 | 5950.1933 | 5950.1933 | 5950.1933 | 5950.1933 | 5950.1933 | 5950.1933
| 1970-1979 | kWh-a dwelling | 5621.8772 | 5621.8772 | 5621.8772 | 5621.8772 | 5621.8772 | 5621.8772 | 5621.8772
| 1980-1989 | kWh-a dwelling | 4227.0037 | 4227.0037 | 4227.0037 | 4227.0037 | 4227.0037 | 4227.0037 | 4227.0037
| 1990-1999 | kWh-a dwelling | 3830.7126 | 3830.7126 | 3830.7126 | 3830.7126 | 3830.7126 | 3830.7126 | 3830.7126
| 2000-2020 | kWh-a dwelling | 3164.7224 | 3164.7224 | 3164.7224 | 3164.7224 | 3164.7224 | 3164.7224 | 3164.7224
Specific requirement (corrected) | < 1945 | kWh/m2-a | 108.7716 | 96.6884 | 84.2742 | 71.332 | 57.8357 | 43.6111 | 27.6161
| 1945-1969 | kWh/m2-a | 84.6172 | 75.1287 | 75.1287 | 75.1287 | 75.1287 | 75.1287 | 75.1287
| 1970-1979 | kWh/m2-a | 70.9833 | 70.9833 | 70.9833 | 70.9833 | 70.9833 | 70.9833 | 70.9833
| 1980-1989 | kWh/m2-a | 53.3713 | 53.3713 | 53.3713 | 53.3713 | 53.3713 | 53.3713 | 53.3713
| 1990-1999 | kWh/m2-a | 48.3676 | 48.3676 | 48.3676 | 48.3676 | 48.3676 | 48.3676 | 48.3676
| 2000-2020 | kWh/m2-a | 39.9586 | 39.9586 | 39.9586 | 39.9586 | 39.9586 | 39.9586 | 39.9586
Note on A35: RDM: based on Hens's paper

## Flat
Building type: | Flat |  | 2020 | 2025 | 2030 | 2035 | 2040 | 2045 | 2050
Description |  | Unit | PL
n° of dwellings |  | n. | 23 | 23 | 23 | 23 | 23 | 23 | 23
Surface per dwelling |  | m2 | 52.2 | 52.2 | 52.2 | 52.2 | 52.2 | 52.2 | 52.2
Heated (useful) surface |  | m2 | 1200.6 | 1200.6 | 1200.6 | 1200.6 | 1200.6 | 1200.6 | 1200.6
| check | m2 | 2000 | 2000 | 2000 | 2000 | 2000 | 2000 | 2000
Geometry | Side A (lenght) | m | 12.5 | 12.5 | 12.5 | 12.5 | 12.5 | 12.5 | 12.5
| Side B (lenght) | m | 20 | 20 | 20 | 20 | 20 | 20 | 20
| n° of floors | n. | 8 | 8 | 8 | 8 | 8 | 8 | 8
| H (floor) | m | 3 | 3 | 3 | 3 | 3 | 3 | 3
| H (tot) | m | 24 | 24 | 24 | 24 | 24 | 24 | 24
| Lateral surface | m2 | 1560 | 1560 | 1560 | 1560 | 1560 | 1560 | 1560
| Net lateral surface | m2 | 1311.6 | 1311.6 | 1311.6 | 1311.6 | 1311.6 | 1311.6 | 1311.6
| Ceiling | m2 | 250 | 250 | 250 | 250 | 250 | 250 | 250
| Floor | m2 | 250 | 250 | 250 | 250 | 250 | 250 | 250
| Volume | m3 | 6000 | 6000 | 6000 | 6000 | 6000 | 6000 | 6000
| n° of windows | n. | 92 | 92 | 92 | 92 | 92 | 92 | 92
| Windows | m2 | 248.4 | 248.4 | 248.4 | 248.4 | 248.4 | 248.4 | 248.4
Building constant | < 1945 | W/K | 2156.8405 | 1882.1127 | 1605.7663 | 1325.2752 | 1042.7118 | 758.076 | 456.8614
| 1945-1969 | W/K | 1644.593 | 1433.3555 | 1433.3555 | 1433.3555 | 1433.3555 | 1433.3555 | 1433.3555
| 1970-1979 | W/K | 1389.878 | 1389.878 | 1389.878 | 1389.878 | 1389.878 | 1389.878 | 1389.878
| 1980-1989 | W/K | 980.3534 | 980.3534 | 980.3534 | 980.3534 | 980.3534 | 980.3534 | 980.3534
| 1990-1999 | W/K | 879.2479 | 879.2479 | 879.2479 | 879.2479 | 879.2479 | 879.2479 | 879.2479
| 2000-2020 | W/K | 671.3642 | 671.3642 | 671.3642 | 671.3642 | 671.3642 | 671.3642 | 671.3642
Thermal requirement (design) | < 1945 | kWh-a dwelling | 6765.3522 | 5903.6147 | 5036.8002 | 4156.985 | 3270.6694 | 2377.8535 | 1433.035
| 1945-1969 | kWh-a dwelling | 5158.5877 | 4495.9998 | 4495.9998 | 4495.9998 | 4495.9998 | 4495.9998 | 4495.9998
| 1970-1979 | kWh-a dwelling | 4359.6243 | 4359.6243 | 4359.6243 | 4359.6243 | 4359.6243 | 4359.6243 | 4359.6243
| 1980-1989 | kWh-a dwelling | 3075.0702 | 3075.0702 | 3075.0702 | 3075.0702 | 3075.0702 | 3075.0702 | 3075.0702
| 1990-1999 | kWh-a dwelling | 2757.9332 | 2757.9332 | 2757.9332 | 2757.9332 | 2757.9332 | 2757.9332 | 2757.9332
| 2000-2020 | kWh-a dwelling | 2105.8652 | 2105.8652 | 2105.8652 | 2105.8652 | 2105.8652 | 2105.8652 | 2105.8652
Thermal requirement (corrected) | < 1945 | kWh-a dwelling | 5880.9086 | 5244.929 | 4589.9764 | 3906.3791 | 3193.7085 | 2443.4079 | 1596.8209
| 1945-1969 | kWh-a dwelling | 4683.0239 | 4172.2907 | 4172.2907 | 4172.2907 | 4172.2907 | 4172.2907 | 4172.2907
| 1970-1979 | kWh-a dwelling | 4065.7222 | 4065.7222 | 4065.7222 | 4065.7222 | 4065.7222 | 4065.7222 | 4065.7222
| 1980-1989 | kWh-a dwelling | 3032.4854 | 3032.4854 | 3032.4854 | 3032.4854 | 3032.4854 | 3032.4854 | 3032.4854
| 1990-1999 | kWh-a dwelling | 2767.5204 | 2767.5204 | 2767.5204 | 2767.5204 | 2767.5204 | 2767.5204 | 2767.5204
| 2000-2020 | kWh-a dwelling | 2206.3894 | 2206.3894 | 2206.3894 | 2206.3894 | 2206.3894 | 2206.3894 | 2206.3894
Specific requirement (corrected) | < 1945 | kWh/m2-a | 112.6611 | 100.4776 | 87.9306 | 74.8348 | 61.1822 | 46.8086 | 30.5904
| 1945-1969 | kWh/m2-a | 89.7131 | 79.9289 | 79.9289 | 79.9289 | 79.9289 | 79.9289 | 79.9289
| 1970-1979 | kWh/m2-a | 77.8874 | 77.8874 | 77.8874 | 77.8874 | 77.8874 | 77.8874 | 77.8874
| 1980-1989 | kWh/m2-a | 58.0936 | 58.0936 | 58.0936 | 58.0936 | 58.0936 | 58.0936 | 58.0936
| 1990-1999 | kWh/m2-a | 53.0176 | 53.0176 | 53.0176 | 53.0176 | 53.0176 | 53.0176 | 53.0176
| 2000-2020 | kWh/m2-a | 42.268 | 42.268 | 42.268 | 42.268 | 42.268 | 42.268 | 42.268
Note on A38: RDM: based on Hens's paper

## UC_SH
Detached house
~UC_Sets: R_S: PL
~UC_Sets: T_E:
~UC_T
UC_N | PSet_PN | Cset_CN | Year | LimType | UC_FLO | UC_RHSTS | UC_Desc
\I: | [12 empty] | 2025 | 2030 | 2035 | 2040 | 2045 | 2050
UC_RSD_DTH_SH_ELC_R | RSD_DTH_SH_ELC_R, RSD_NEX_DTH_SH_ELC_R | RSD_DTH_SH | 2025 | LO | 1 | 2.4457 | UC_RSD_DTH_SH_ELC_R | 1 | RSD_DTH_SH_ELC_R | RSD_NEX_DTH_SH_ELC_R | RSD_DTH_SH_ELC_R, RSD_NEX_DTH_SH_ELC_R | RSD_DTH_SH | 2.4457 | 2.3689 | 2.2886 | 2.205 | 2.1169 | 2.0175
| RSD_DTH_SH_ELC_R, RSD_NEX_DTH_SH_ELC_R | RSD_DTH_SH | 2030 | LO | 1 | 2.3689 |  | 2 | RSD_DTH_SH_ELC_HPA | RSD_NEX_DTH_SH_ELC_HPA | RSD_DTH_SH_ELC_HPA, RSD_NEX_DTH_SH_ELC_HPA | RSD_DTH_SH | 0.42665 | 0.41324 | 0.39924 | 0.38465 | 0.36929 | 0.35195
| RSD_DTH_SH_ELC_R, RSD_NEX_DTH_SH_ELC_R | RSD_DTH_SH | 2035 | LO | 1 | 2.2886 |  | 3 | RSD_DTH_SH_ELC_HPG | RSD_NEX_DTH_SH_ELC_HPG | RSD_DTH_SH_ELC_HPG, RSD_NEX_DTH_SH_ELC_HPG | RSD_DTH_SH | 0.10666 | 0.10331 | 0.099811 | 0.096163 | 0.092322 | 0.087988
| RSD_DTH_SH_ELC_R, RSD_NEX_DTH_SH_ELC_R | RSD_DTH_SH | 2040 | LO | 1 | 2.205 |  | 4 | RSD_DTH_SH_GAS | RSD_NEX_DTH_SH_GAS | RSD_DTH_SH_GAS, RSD_NEX_DTH_SH_GAS | RSD_DTH_SH | 51.6218 | 49.9992 | 39.5246 | 38.08 | 36.5591 | 34.8428
| RSD_DTH_SH_ELC_R, RSD_NEX_DTH_SH_ELC_R | RSD_DTH_SH | 2045 | LO | 1 | 2.1169 |  | 5 | RSD_DTH_SH_DH | RSD_NEX_DTH_SH_DH | RSD_DTH_SH_DH, RSD_NEX_DTH_SH_DH | RSD_DTH_SH | 15.1818 | 14.7046 | 14.2066 | 13.6873 | 13.1407 | 12.5238
| RSD_DTH_SH_ELC_R, RSD_NEX_DTH_SH_ELC_R | RSD_DTH_SH | 2050 | LO | 1 | 2.0175 |  | 6 | RSD_DTH_SH_OIL | RSD_NEX_DTH_SH_OIL | RSD_DTH_SH_OIL, RSD_NEX_DTH_SH_OIL | RSD_DTH_SH | 2.0164 | 1.9531 | 1.8869 | 1.8179 | 1.7453 | 1.6634
\I: | [7 empty] | 7 | RSD_DTH_SH_BIO | RSD_NEX_DTH_SH_BIO | RSD_DTH_SH_BIO, RSD_NEX_DTH_SH_BIO | RSD_DTH_SH | 54.2848 | 140.7907 | 144.803 | 139.5104 | 133.9384 | 127.6505
UC_RSD_DTH_SH_ELC_HPA | RSD_DTH_SH_ELC_HPA, RSD_NEX_DTH_SH_ELC_HPA | RSD_DTH_SH | 2025 | LO | 1 | 0.42665 | UC_RSD_DTH_SH_ELC_HPA | 8 | RSD_DTH_SH_HC | RSD_NEX_DTH_SH_HC | RSD_DTH_SH_HC, RSD_NEX_DTH_SH_HC | RSD_DTH_SH | 91.0747 | 0 | 0 | 0 | 0 | 0
| RSD_DTH_SH_ELC_HPA, RSD_NEX_DTH_SH_ELC_HPA | RSD_DTH_SH | 2030 | LO | 1 | 0.41324 |  | 9 | RSD_DTH_SH_LPG | RSD_NEX_DTH_SH_LPG | RSD_DTH_SH_LPG, RSD_NEX_DTH_SH_LPG | RSD_DTH_SH | 1.4506 | 1.405 | 1.3574 | 1.3078 | 1.2556 | 1.1966
| RSD_DTH_SH_ELC_HPA, RSD_NEX_DTH_SH_ELC_HPA | RSD_DTH_SH | 2035 | LO | 1 | 0.39924 |  | 10 | RSD_DTH_SH_GEO | RSD_NEX_DTH_SH_GEO | RSD_DTH_SH_GEO, RSD_NEX_DTH_SH_GEO | RSD_DTH_SH | 2.4528 | 2.3757 | 2.2952 | 2.2113 | 2.123 | 2.0234
| RSD_DTH_SH_ELC_HPA, RSD_NEX_DTH_SH_ELC_HPA | RSD_DTH_SH | 2040 | LO | 1 | 0.38465
| RSD_DTH_SH_ELC_HPA, RSD_NEX_DTH_SH_ELC_HPA | RSD_DTH_SH | 2045 | LO | 1 | 0.36929 | [6 empty] | 2025 | 2030 | 2035 | 2040 | 2045 | 2050
| RSD_DTH_SH_ELC_HPA, RSD_NEX_DTH_SH_ELC_HPA | RSD_DTH_SH | 2050 | LO | 1 | 0.35195 |  | 1 | RSD_SDTH_SH_ELC_R | RSD_NEX_SDTH_SH_ELC_R | RSD_SDTH_SH_ELC_R, RSD_NEX_SDTH_SH_ELC_R | RSD_SDTH_SH | 0.51159 | 0.49461 | 0.47691 | 0.45845 | 0.439 | 0.41712
\I: | [7 empty] | 2 | RSD_SDTH_SH_ELC_HPA | RSD_NEX_SDTH_SH_ELC_HPA | RSD_SDTH_SH_ELC_HPA, RSD_NEX_SDTH_SH_ELC_HPA | RSD_SDTH_SH | 0.035282 | 0.034111 | 0.03289 | 0.031617 | 0.030276 | 0.028767
UC_RSD_DTH_SH_ELC_HPG | RSD_DTH_SH_ELC_HPG, RSD_NEX_DTH_SH_ELC_HPG | RSD_DTH_SH | 2025 | LO | 1 | 0.10666 | UC_RSD_DTH_SH_ELC_HPG | 3 | RSD_SDTH_SH_ELC_HPG | RSD_NEX_SDTH_SH_ELC_HPG | RSD_SDTH_SH_ELC_HPG, RSD_NEX_SDTH_SH_ELC_HPG | RSD_SDTH_SH | 0.0088205 | 0.0085277 | 0.0082226 | 0.0079043 | 0.0075689 | 0.0071917
| RSD_DTH_SH_ELC_HPG, RSD_NEX_DTH_SH_ELC_HPG | RSD_DTH_SH | 2030 | LO | 1 | 0.10331 |  | 4 | RSD_SDTH_SH_GAS | RSD_NEX_SDTH_SH_GAS | RSD_SDTH_SH_GAS, RSD_NEX_SDTH_SH_GAS | RSD_SDTH_SH | 0.50415 | 0.48742 | 0.46997 | 0.45178 | 0.43261 | 0.41105
| RSD_DTH_SH_ELC_HPG, RSD_NEX_DTH_SH_ELC_HPG | RSD_DTH_SH | 2035 | LO | 1 | 0.099811 |  | 5 | RSD_SDTH_SH_DH | RSD_NEX_SDTH_SH_DH | RSD_SDTH_SH_DH, RSD_NEX_SDTH_SH_DH | RSD_SDTH_SH | 5.2923 | 5.1166 | 4.9335 | 4.7426 | 4.5413 | 4.315
| RSD_DTH_SH_ELC_HPG, RSD_NEX_DTH_SH_ELC_HPG | RSD_DTH_SH | 2040 | LO | 1 | 0.096163 |  | 6 | RSD_SDTH_SH_OIL | RSD_NEX_SDTH_SH_OIL | RSD_SDTH_SH_OIL, RSD_NEX_SDTH_SH_OIL | RSD_SDTH_SH | 0.17641 | 0.17055 | 0.16445 | 0.15809 | 0.15138 | 0.14383
| RSD_DTH_SH_ELC_HPG, RSD_NEX_DTH_SH_ELC_HPG | RSD_DTH_SH | 2045 | LO | 1 | 0.092322 |  | 7 | RSD_SDTH_SH_BIO | RSD_NEX_SDTH_SH_BIO | RSD_SDTH_SH_BIO, RSD_NEX_SDTH_SH_BIO | RSD_SDTH_SH | 0 | 0 | 0 | 0 | 0 | 0
| RSD_DTH_SH_ELC_HPG, RSD_NEX_DTH_SH_ELC_HPG | RSD_DTH_SH | 2050 | LO | 1 | 0.087988 |  | 8 | RSD_SDTH_SH_HC | RSD_NEX_SDTH_SH_HC | RSD_SDTH_SH_HC, RSD_NEX_SDTH_SH_HC | RSD_SDTH_SH | 9.6143 | 9.2952 | 8.9626 | 8.6157 | 8.2501 | 7.839
\I: | [7 empty] | 9 | RSD_SDTH_SH_LPG | RSD_NEX_SDTH_SH_LPG | RSD_SDTH_SH_LPG, RSD_NEX_SDTH_SH_LPG | RSD_SDTH_SH | 0.23638 | 0.22853 | 0.22035 | 0.21182 | 0.20284 | 0.19273
UC_RSD_DTH_SH_GAS | RSD_DTH_SH_GAS, RSD_NEX_DTH_SH_GAS | RSD_DTH_SH | 2025 | LO | 1 | 51.6218 | UC_RSD_DTH_SH_GAS | 10 | RSD_SDTH_SH_GEO | RSD_NEX_SDTH_SH_GEO | RSD_SDTH_SH_GEO, RSD_NEX_SDTH_SH_GEO | RSD_SDTH_SH | 0.098064 | 0.09481 | 0.091417 | 0.087878 | 0.084149 | 0.079956
| RSD_DTH_SH_GAS, RSD_NEX_DTH_SH_GAS | RSD_DTH_SH | 2030 | LO | 1 | 49.9992
| RSD_DTH_SH_GAS, RSD_NEX_DTH_SH_GAS | RSD_DTH_SH | 2035 | LO | 1 | 39.5246 | [6 empty] | 2025 | 2030 | 2035 | 2040 | 2045 | 2050
| RSD_DTH_SH_GAS, RSD_NEX_DTH_SH_GAS | RSD_DTH_SH | 2040 | LO | 1 | 38.08 |  | 1 | RSD_FLAT_SH_ELC_R | RSD_NEX_FLAT_SH_ELC_R | RSD_FLAT_SH_ELC_R, RSD_NEX_FLAT_SH_ELC_R | RSD_FLAT_SH | 4.688 | 4.5417 | 4.389 | 4.2299 | 4.0623 | 3.8733
| RSD_DTH_SH_GAS, RSD_NEX_DTH_SH_GAS | RSD_DTH_SH | 2045 | LO | 1 | 36.5591 |  | 2 | RSD_FLAT_SH_ELC_HPA | RSD_NEX_FLAT_SH_ELC_HPA | RSD_FLAT_SH_ELC_HPA, RSD_NEX_FLAT_SH_ELC_HPA | RSD_FLAT_SH | 0.22919 | 0.22204 | 0.21457 | 0.20679 | 0.1986 | 0.18936
| RSD_DTH_SH_GAS, RSD_NEX_DTH_SH_GAS | RSD_DTH_SH | 2050 | LO | 1 | 34.8428 |  | 3 | RSD_FLAT_SH_ELC_HPG | RSD_NEX_FLAT_SH_ELC_HPG | RSD_FLAT_SH_ELC_HPG, RSD_NEX_FLAT_SH_ELC_HPG | RSD_FLAT_SH | 0.057296 | 0.055509 | 0.053643 | 0.051698 | 0.04965 | 0.047339
\I: | [7 empty] | 4 | RSD_FLAT_SH_GAS | RSD_NEX_FLAT_SH_GAS | RSD_FLAT_SH_GAS, RSD_NEX_FLAT_SH_GAS | RSD_FLAT_SH | 8.0489 | 7.7978 | 7.5357 | 7.2624 | 6.9747 | 6.6501
UC_RSD_DTH_SH_DH | RSD_DTH_SH_DH, RSD_NEX_DTH_SH_DH | RSD_DTH_SH | 2025 | LO | 1 | 15.1818 | UC_RSD_DTH_SH_DH | 5 | RSD_FLAT_SH_DH | RSD_NEX_FLAT_SH_DH | RSD_FLAT_SH_DH, RSD_NEX_FLAT_SH_DH | RSD_FLAT_SH | 71.9629 | 69.7177 | 67.3744 | 64.9313 | 62.3593 | 59.4571
| RSD_DTH_SH_DH, RSD_NEX_DTH_SH_DH | RSD_DTH_SH | 2030 | LO | 1 | 14.7046 |  | 6 | RSD_FLAT_SH_OIL | RSD_NEX_FLAT_SH_OIL | RSD_FLAT_SH_OIL, RSD_NEX_FLAT_SH_OIL | RSD_FLAT_SH | 0 | 0 | 0 | 0 | 0 | 0
| RSD_DTH_SH_DH, RSD_NEX_DTH_SH_DH | RSD_DTH_SH | 2035 | LO | 1 | 14.2066 |  | 7 | RSD_FLAT_SH_BIO | RSD_NEX_FLAT_SH_BIO | RSD_FLAT_SH_BIO, RSD_NEX_FLAT_SH_BIO | RSD_FLAT_SH | 0 | 0 | 0 | 0 | 0 | 0
| RSD_DTH_SH_DH, RSD_NEX_DTH_SH_DH | RSD_DTH_SH | 2040 | LO | 1 | 13.6873 |  | 8 | RSD_FLAT_SH_HC | RSD_NEX_FLAT_SH_HC | RSD_FLAT_SH_HC, RSD_NEX_FLAT_SH_HC | RSD_FLAT_SH | 27.0514 | 26.2075 | 25.3266 | 24.4082 | 23.4413 | 22.3504
| RSD_DTH_SH_DH, RSD_NEX_DTH_SH_DH | RSD_DTH_SH | 2045 | LO | 1 | 13.1407 |  | 9 | RSD_FLAT_SH_LPG | RSD_NEX_FLAT_SH_LPG | RSD_FLAT_SH_LPG, RSD_NEX_FLAT_SH_LPG | RSD_FLAT_SH | 0 | 0 | 0 | 0 | 0 | 0
| RSD_DTH_SH_DH, RSD_NEX_DTH_SH_DH | RSD_DTH_SH | 2050 | LO | 1 | 12.5238 |  | 10 | RSD_FLAT_SH_GEO | RSD_NEX_FLAT_SH_GEO | RSD_FLAT_SH_GEO, RSD_NEX_FLAT_SH_GEO | RSD_FLAT_SH | 0.55736 | 0.53997 | 0.52182 | 0.5029 | 0.48298 | 0.4605
\I:
UC_RSD_DTH_SH_OIL | RSD_DTH_SH_OIL, RSD_NEX_DTH_SH_OIL | RSD_DTH_SH | 2025 | LO | 1 | 2.0164 | UC_RSD_DTH_SH_OIL
| RSD_DTH_SH_OIL, RSD_NEX_DTH_SH_OIL | RSD_DTH_SH | 2030 | LO | 1 | 1.9531
| RSD_DTH_SH_OIL, RSD_NEX_DTH_SH_OIL | RSD_DTH_SH | 2035 | LO | 1 | 1.8869
| RSD_DTH_SH_OIL, RSD_NEX_DTH_SH_OIL | RSD_DTH_SH | 2040 | LO | 1 | 1.8179
| RSD_DTH_SH_OIL, RSD_NEX_DTH_SH_OIL | RSD_DTH_SH | 2045 | LO | 1 | 1.7453
| RSD_DTH_SH_OIL, RSD_NEX_DTH_SH_OIL | RSD_DTH_SH | 2050 | LO | 1 | 1.6634
\I:
UC_RSD_DTH_SH_BIO | RSD_DTH_SH_BIO, RSD_NEX_DTH_SH_BIO | RSD_DTH_SH | 2025 | LO | 1 | 54.2848 | UC_RSD_DTH_SH_BIO
| RSD_DTH_SH_BIO, RSD_NEX_DTH_SH_BIO | RSD_DTH_SH | 2030 | LO | 1 | 140.7907
| RSD_DTH_SH_BIO, RSD_NEX_DTH_SH_BIO | RSD_DTH_SH | 2035 | LO | 1 | 144.803
| RSD_DTH_SH_BIO, RSD_NEX_DTH_SH_BIO | RSD_DTH_SH | 2040 | LO | 1 | 139.5104
| RSD_DTH_SH_BIO, RSD_NEX_DTH_SH_BIO | RSD_DTH_SH | 2045 | LO | 1 | 133.9384
| RSD_DTH_SH_BIO, RSD_NEX_DTH_SH_BIO | RSD_DTH_SH | 2050 | LO | 1 | 127.6505
\I:
UC_RSD_DTH_SH_HC | RSD_DTH_SH_HC, RSD_NEX_DTH_SH_HC | RSD_DTH_SH | 2025 | LO | 1 | 91.0747 | UC_RSD_DTH_SH_HC
| RSD_DTH_SH_HC, RSD_NEX_DTH_SH_HC | RSD_DTH_SH | 2030 | LO | 1 | 0
| RSD_DTH_SH_HC, RSD_NEX_DTH_SH_HC | RSD_DTH_SH | 2035 | LO | 1 | 0
| RSD_DTH_SH_HC, RSD_NEX_DTH_SH_HC | RSD_DTH_SH | 2040 | LO | 1 | 0
| RSD_DTH_SH_HC, RSD_NEX_DTH_SH_HC | RSD_DTH_SH | 2045 | LO | 1 | 0
| RSD_DTH_SH_HC, RSD_NEX_DTH_SH_HC | RSD_DTH_SH | 2050 | LO | 1 | 0
UC_RSD_DTH_SH_LPG | RSD_DTH_SH_LPG, RSD_NEX_DTH_SH_LPG | RSD_DTH_SH | 2025 | LO | 1 | 1.4506 | UC_RSD_DTH_SH_LPG
| RSD_DTH_SH_LPG, RSD_NEX_DTH_SH_LPG | RSD_DTH_SH | 2030 | LO | 1 | 1.405
| RSD_DTH_SH_LPG, RSD_NEX_DTH_SH_LPG | RSD_DTH_SH | 2035 | LO | 1 | 1.3574
| RSD_DTH_SH_LPG, RSD_NEX_DTH_SH_LPG | RSD_DTH_SH | 2040 | LO | 1 | 1.3078
| RSD_DTH_SH_LPG, RSD_NEX_DTH_SH_LPG | RSD_DTH_SH | 2045 | LO | 1 | 1.2556
| RSD_DTH_SH_LPG, RSD_NEX_DTH_SH_LPG | RSD_DTH_SH | 2050 | LO | 1 | 1.1966
\I:
UC_RSD_DTH_SH_GEO | RSD_DTH_SH_GEO, RSD_NEX_DTH_SH_GEO | RSD_DTH_SH | 2025 | LO | 1 | 2.4528 | UC_RSD_DTH_SH_GEO
| RSD_DTH_SH_GEO, RSD_NEX_DTH_SH_GEO | RSD_DTH_SH | 2030 | LO | 1 | 2.3757
| RSD_DTH_SH_GEO, RSD_NEX_DTH_SH_GEO | RSD_DTH_SH | 2035 | LO | 1 | 2.2952
| RSD_DTH_SH_GEO, RSD_NEX_DTH_SH_GEO | RSD_DTH_SH | 2040 | LO | 1 | 2.2113
| RSD_DTH_SH_GEO, RSD_NEX_DTH_SH_GEO | RSD_DTH_SH | 2045 | LO | 1 | 2.123
| RSD_DTH_SH_GEO, RSD_NEX_DTH_SH_GEO | RSD_DTH_SH | 2050 | LO | 1 | 2.0234
\I:
Semi-detached house
~UC_Sets: R_S: PL
~UC_Sets: T_E:
~UC_T
UC_N | PSet_PN | Cset_CN | Year | LimType | UC_FLO | UC_RHSTS | UC_Desc
\I:
UC_RSD_SDTH_SH_ELC_R | RSD_SDTH_SH_ELC_R, RSD_NEX_SDTH_SH_ELC_R | RSD_SDTH_SH | 2025 | LO | 1 | 0.51159 | UC_RSD_SDTH_SH_ELC_R
| RSD_SDTH_SH_ELC_R, RSD_NEX_SDTH_SH_ELC_R | RSD_SDTH_SH | 2030 | LO | 1 | 0.49461
| RSD_SDTH_SH_ELC_R, RSD_NEX_SDTH_SH_ELC_R | RSD_SDTH_SH | 2035 | LO | 1 | 0.47691
| RSD_SDTH_SH_ELC_R, RSD_NEX_SDTH_SH_ELC_R | RSD_SDTH_SH | 2040 | LO | 1 | 0.45845
| RSD_SDTH_SH_ELC_R, RSD_NEX_SDTH_SH_ELC_R | RSD_SDTH_SH | 2045 | LO | 1 | 0.439
| RSD_SDTH_SH_ELC_R, RSD_NEX_SDTH_SH_ELC_R | RSD_SDTH_SH | 2050 | LO | 1 | 0.41712
\I:
UC_RSD_SDTH_SH_ELC_HPA | RSD_SDTH_SH_ELC_HPA, RSD_NEX_SDTH_SH_ELC_HPA | RSD_SDTH_SH | 2025 | LO | 1 | 0.035282 | UC_RSD_SDTH_SH_ELC_HPA
| RSD_SDTH_SH_ELC_HPA, RSD_NEX_SDTH_SH_ELC_HPA | RSD_SDTH_SH | 2030 | LO | 1 | 0.034111
| RSD_SDTH_SH_ELC_HPA, RSD_NEX_SDTH_SH_ELC_HPA | RSD_SDTH_SH | 2035 | LO | 1 | 0.03289
| RSD_SDTH_SH_ELC_HPA, RSD_NEX_SDTH_SH_ELC_HPA | RSD_SDTH_SH | 2040 | LO | 1 | 0.031617
| RSD_SDTH_SH_ELC_HPA, RSD_NEX_SDTH_SH_ELC_HPA | RSD_SDTH_SH | 2045 | LO | 1 | 0.030276
| RSD_SDTH_SH_ELC_HPA, RSD_NEX_SDTH_SH_ELC_HPA | RSD_SDTH_SH | 2050 | LO | 1 | 0.028767
\I:
UC_RSD_SDTH_SH_ELC_HPG | RSD_SDTH_SH_ELC_HPG, RSD_NEX_SDTH_SH_ELC_HPG | RSD_SDTH_SH | 2025 | LO | 1 | 0.0088205 | UC_RSD_SDTH_SH_ELC_HPG
| RSD_SDTH_SH_ELC_HPG, RSD_NEX_SDTH_SH_ELC_HPG | RSD_SDTH_SH | 2030 | LO | 1 | 0.0085277
| RSD_SDTH_SH_ELC_HPG, RSD_NEX_SDTH_SH_ELC_HPG | RSD_SDTH_SH | 2035 | LO | 1 | 0.0082226
| RSD_SDTH_SH_ELC_HPG, RSD_NEX_SDTH_SH_ELC_HPG | RSD_SDTH_SH | 2040 | LO | 1 | 0.0079043
| RSD_SDTH_SH_ELC_HPG, RSD_NEX_SDTH_SH_ELC_HPG | RSD_SDTH_SH | 2045 | LO | 1 | 0.0075689
| RSD_SDTH_SH_ELC_HPG, RSD_NEX_SDTH_SH_ELC_HPG | RSD_SDTH_SH | 2050 | LO | 1 | 0.0071917
\I:
UC_RSD_SDTH_SH_GAS | RSD_SDTH_SH_GAS, RSD_NEX_SDTH_SH_GAS | RSD_SDTH_SH | 2025 | LO | 1 | 0.50415 | UC_RSD_SDTH_SH_GAS
| RSD_SDTH_SH_GAS, RSD_NEX_SDTH_SH_GAS | RSD_SDTH_SH | 2030 | LO | 1 | 0.48742
| RSD_SDTH_SH_GAS, RSD_NEX_SDTH_SH_GAS | RSD_SDTH_SH | 2035 | LO | 1 | 0.46997
| RSD_SDTH_SH_GAS, RSD_NEX_SDTH_SH_GAS | RSD_SDTH_SH | 2040 | LO | 1 | 0.45178
| RSD_SDTH_SH_GAS, RSD_NEX_SDTH_SH_GAS | RSD_SDTH_SH | 2045 | LO | 1 | 0.43261
| RSD_SDTH_SH_GAS, RSD_NEX_SDTH_SH_GAS | RSD_SDTH_SH | 2050 | LO | 1 | 0.41105
\I:
UC_RSD_SDTH_SH_DH | RSD_SDTH_SH_DH, RSD_NEX_SDTH_SH_DH | RSD_SDTH_SH | 2025 | LO | 1 | 5.2923 | UC_RSD_SDTH_SH_DH
| RSD_SDTH_SH_DH, RSD_NEX_SDTH_SH_DH | RSD_SDTH_SH | 2030 | LO | 1 | 5.1166
| RSD_SDTH_SH_DH, RSD_NEX_SDTH_SH_DH | RSD_SDTH_SH | 2035 | LO | 1 | 4.9335
| RSD_SDTH_SH_DH, RSD_NEX_SDTH_SH_DH | RSD_SDTH_SH | 2040 | LO | 1 | 4.7426
| RSD_SDTH_SH_DH, RSD_NEX_SDTH_SH_DH | RSD_SDTH_SH | 2045 | LO | 1 | 4.5413
| RSD_SDTH_SH_DH, RSD_NEX_SDTH_SH_DH | RSD_SDTH_SH | 2050 | LO | 1 | 4.315
\I:
UC_RSD_SDTH_SH_OIL | RSD_SDTH_SH_OIL, RSD_NEX_SDTH_SH_OIL | RSD_SDTH_SH | 2025 | LO | 1 | 0.17641 | UC_RSD_SDTH_SH_OIL
| RSD_SDTH_SH_OIL, RSD_NEX_SDTH_SH_OIL | RSD_SDTH_SH | 2030 | LO | 1 | 0.17055
| RSD_SDTH_SH_OIL, RSD_NEX_SDTH_SH_OIL | RSD_SDTH_SH | 2035 | LO | 1 | 0.16445
| RSD_SDTH_SH_OIL, RSD_NEX_SDTH_SH_OIL | RSD_SDTH_SH | 2040 | LO | 1 | 0.15809
| RSD_SDTH_SH_OIL, RSD_NEX_SDTH_SH_OIL | RSD_SDTH_SH | 2045 | LO | 1 | 0.15138
| RSD_SDTH_SH_OIL, RSD_NEX_SDTH_SH_OIL | RSD_SDTH_SH | 2050 | LO | 1 | 0.14383
\I:
UC_RSD_SDTH_SH_BIO | RSD_SDTH_SH_BIO, RSD_NEX_SDTH_SH_BIO | RSD_SDTH_SH | 2025 | LO | 1 | 0 | UC_RSD_SDTH_SH_BIO
| RSD_SDTH_SH_BIO, RSD_NEX_SDTH_SH_BIO | RSD_SDTH_SH | 2030 | LO | 1 | 0
| RSD_SDTH_SH_BIO, RSD_NEX_SDTH_SH_BIO | RSD_SDTH_SH | 2035 | LO | 1 | 0
| RSD_SDTH_SH_BIO, RSD_NEX_SDTH_SH_BIO | RSD_SDTH_SH | 2040 | LO | 1 | 0
| RSD_SDTH_SH_BIO, RSD_NEX_SDTH_SH_BIO | RSD_SDTH_SH | 2045 | LO | 1 | 0
| RSD_SDTH_SH_BIO, RSD_NEX_SDTH_SH_BIO | RSD_SDTH_SH | 2050 | LO | 1 | 0
\I:
UC_RSD_SDTH_SH_HC | RSD_SDTH_SH_HC, RSD_NEX_SDTH_SH_HC | RSD_SDTH_SH | 2025 | LO | 1 | 9.6143 | UC_RSD_SDTH_SH_HC
| RSD_SDTH_SH_HC, RSD_NEX_SDTH_SH_HC | RSD_SDTH_SH | 2030 | LO | 1 | 9.2952
| RSD_SDTH_SH_HC, RSD_NEX_SDTH_SH_HC | RSD_SDTH_SH | 2035 | LO | 1 | 8.9626
| RSD_SDTH_SH_HC, RSD_NEX_SDTH_SH_HC | RSD_SDTH_SH | 2040 | LO | 1 | 8.6157
| RSD_SDTH_SH_HC, RSD_NEX_SDTH_SH_HC | RSD_SDTH_SH | 2045 | LO | 1 | 8.2501
| RSD_SDTH_SH_HC, RSD_NEX_SDTH_SH_HC | RSD_SDTH_SH | 2050 | LO | 1 | 7.839
UC_RSD_SDTH_SH_LPG | RSD_SDTH_SH_LPG, RSD_NEX_SDTH_SH_LPG | RSD_SDTH_SH | 2025 | LO | 1 | 0.23638 | UC_RSD_SDTH_SH_LPG
| RSD_SDTH_SH_LPG, RSD_NEX_SDTH_SH_LPG | RSD_SDTH_SH | 2030 | LO | 1 | 0.22853
| RSD_SDTH_SH_LPG, RSD_NEX_SDTH_SH_LPG | RSD_SDTH_SH | 2035 | LO | 1 | 0.22035
| RSD_SDTH_SH_LPG, RSD_NEX_SDTH_SH_LPG | RSD_SDTH_SH | 2040 | LO | 1 | 0.21182
| RSD_SDTH_SH_LPG, RSD_NEX_SDTH_SH_LPG | RSD_SDTH_SH | 2045 | LO | 1 | 0.20284
| RSD_SDTH_SH_LPG, RSD_NEX_SDTH_SH_LPG | RSD_SDTH_SH | 2050 | LO | 1 | 0.19273
\I:
UC_RSD_SDTH_SH_GEO | RSD_SDTH_SH_GEO, RSD_NEX_SDTH_SH_GEO | RSD_SDTH_SH | 2025 | LO | 1 | 0.098064 | UC_RSD_SDTH_SH_GEO
| RSD_SDTH_SH_GEO, RSD_NEX_SDTH_SH_GEO | RSD_SDTH_SH | 2030 | LO | 1 | 0.09481
| RSD_SDTH_SH_GEO, RSD_NEX_SDTH_SH_GEO | RSD_SDTH_SH | 2035 | LO | 1 | 0.091417
| RSD_SDTH_SH_GEO, RSD_NEX_SDTH_SH_GEO | RSD_SDTH_SH | 2040 | LO | 1 | 0.087878
| RSD_SDTH_SH_GEO, RSD_NEX_SDTH_SH_GEO | RSD_SDTH_SH | 2045 | LO | 1 | 0.084149
| RSD_SDTH_SH_GEO, RSD_NEX_SDTH_SH_GEO | RSD_SDTH_SH | 2050 | LO | 1 | 0.079956
\I:
Flat
~UC_Sets: R_S: PL
~UC_Sets: T_E:
~UC_T
UC_N | PSet_PN | Cset_CN | Year | LimType | UC_FLO | UC_RHSTS | UC_Desc
\I:
UC_RSD_FLAT_SH_ELC_R | RSD_FLAT_SH_ELC_R, RSD_NEX_FLAT_SH_ELC_R | RSD_FLAT_SH | 2025 | LO | 1 | 4.688 | UC_RSD_FLAT_SH_ELC_R
| RSD_FLAT_SH_ELC_R, RSD_NEX_FLAT_SH_ELC_R | RSD_FLAT_SH | 2030 | LO | 1 | 4.5417
| RSD_FLAT_SH_ELC_R, RSD_NEX_FLAT_SH_ELC_R | RSD_FLAT_SH | 2035 | LO | 1 | 4.389
| RSD_FLAT_SH_ELC_R, RSD_NEX_FLAT_SH_ELC_R | RSD_FLAT_SH | 2040 | LO | 1 | 4.2299
| RSD_FLAT_SH_ELC_R, RSD_NEX_FLAT_SH_ELC_R | RSD_FLAT_SH | 2045 | LO | 1 | 4.0623
| RSD_FLAT_SH_ELC_R, RSD_NEX_FLAT_SH_ELC_R | RSD_FLAT_SH | 2050 | LO | 1 | 3.8733
\I:
UC_RSD_FLAT_SH_ELC_HPA | RSD_FLAT_SH_ELC_HPA, RSD_NEX_FLAT_SH_ELC_HPA | RSD_FLAT_SH | 2025 | LO | 1 | 0.22919 | UC_RSD_FLAT_SH_ELC_HPA
| RSD_FLAT_SH_ELC_HPA, RSD_NEX_FLAT_SH_ELC_HPA | RSD_FLAT_SH | 2030 | LO | 1 | 0.22204
| RSD_FLAT_SH_ELC_HPA, RSD_NEX_FLAT_SH_ELC_HPA | RSD_FLAT_SH | 2035 | LO | 1 | 0.21457
| RSD_FLAT_SH_ELC_HPA, RSD_NEX_FLAT_SH_ELC_HPA | RSD_FLAT_SH | 2040 | LO | 1 | 0.20679
| RSD_FLAT_SH_ELC_HPA, RSD_NEX_FLAT_SH_ELC_HPA | RSD_FLAT_SH | 2045 | LO | 1 | 0.1986
| RSD_FLAT_SH_ELC_HPA, RSD_NEX_FLAT_SH_ELC_HPA | RSD_FLAT_SH | 2050 | LO | 1 | 0.18936
\I:
UC_RSD_FLAT_SH_ELC_HPG | RSD_FLAT_SH_ELC_HPG, RSD_NEX_FLAT_SH_ELC_HPG | RSD_FLAT_SH | 2025 | LO | 1 | 0.057296 | UC_RSD_FLAT_SH_ELC_HPG
| RSD_FLAT_SH_ELC_HPG, RSD_NEX_FLAT_SH_ELC_HPG | RSD_FLAT_SH | 2030 | LO | 1 | 0.055509
| RSD_FLAT_SH_ELC_HPG, RSD_NEX_FLAT_SH_ELC_HPG | RSD_FLAT_SH | 2035 | LO | 1 | 0.053643
| RSD_FLAT_SH_ELC_HPG, RSD_NEX_FLAT_SH_ELC_HPG | RSD_FLAT_SH | 2040 | LO | 1 | 0.051698
| RSD_FLAT_SH_ELC_HPG, RSD_NEX_FLAT_SH_ELC_HPG | RSD_FLAT_SH | 2045 | LO | 1 | 0.04965
| RSD_FLAT_SH_ELC_HPG, RSD_NEX_FLAT_SH_ELC_HPG | RSD_FLAT_SH | 2050 | LO | 1 | 0.047339
\I:
UC_RSD_FLAT_SH_GAS | RSD_FLAT_SH_GAS, RSD_NEX_FLAT_SH_GAS | RSD_FLAT_SH | 2025 | LO | 1 | 8.0489 | UC_RSD_FLAT_SH_GAS
| RSD_FLAT_SH_GAS, RSD_NEX_FLAT_SH_GAS | RSD_FLAT_SH | 2030 | LO | 1 | 7.7978
| RSD_FLAT_SH_GAS, RSD_NEX_FLAT_SH_GAS | RSD_FLAT_SH | 2035 | LO | 1 | 7.5357
| RSD_FLAT_SH_GAS, RSD_NEX_FLAT_SH_GAS | RSD_FLAT_SH | 2040 | LO | 1 | 7.2624
| RSD_FLAT_SH_GAS, RSD_NEX_FLAT_SH_GAS | RSD_FLAT_SH | 2045 | LO | 1 | 6.9747
| RSD_FLAT_SH_GAS, RSD_NEX_FLAT_SH_GAS | RSD_FLAT_SH | 2050 | LO | 1 | 6.6501
\I:
UC_RSD_FLAT_SH_DH | RSD_FLAT_SH_DH, RSD_NEX_FLAT_SH_DH | RSD_FLAT_SH | 2025 | LO | 1 | 71.9629 | UC_RSD_FLAT_SH_DH
| RSD_FLAT_SH_DH, RSD_NEX_FLAT_SH_DH | RSD_FLAT_SH | 2030 | LO | 1 | 69.7177
| RSD_FLAT_SH_DH, RSD_NEX_FLAT_SH_DH | RSD_FLAT_SH | 2035 | LO | 1 | 67.3744
| RSD_FLAT_SH_DH, RSD_NEX_FLAT_SH_DH | RSD_FLAT_SH | 2040 | LO | 1 | 64.9313
| RSD_FLAT_SH_DH, RSD_NEX_FLAT_SH_DH | RSD_FLAT_SH | 2045 | LO | 1 | 62.3593
| RSD_FLAT_SH_DH, RSD_NEX_FLAT_SH_DH | RSD_FLAT_SH | 2050 | LO | 1 | 59.4571
\I:
UC_RSD_FLAT_SH_OIL | RSD_FLAT_SH_OIL, RSD_NEX_FLAT_SH_OIL | RSD_FLAT_SH | 2025 | LO | 1 | 0 | UC_RSD_FLAT_SH_OIL
| RSD_FLAT_SH_OIL, RSD_NEX_FLAT_SH_OIL | RSD_FLAT_SH | 2030 | LO | 1 | 0
| RSD_FLAT_SH_OIL, RSD_NEX_FLAT_SH_OIL | RSD_FLAT_SH | 2035 | LO | 1 | 0
| RSD_FLAT_SH_OIL, RSD_NEX_FLAT_SH_OIL | RSD_FLAT_SH | 2040 | LO | 1 | 0
| RSD_FLAT_SH_OIL, RSD_NEX_FLAT_SH_OIL | RSD_FLAT_SH | 2045 | LO | 1 | 0
| RSD_FLAT_SH_OIL, RSD_NEX_FLAT_SH_OIL | RSD_FLAT_SH | 2050 | LO | 1 | 0
\I:
UC_RSD_FLAT_SH_BIO | RSD_FLAT_SH_BIO, RSD_NEX_FLAT_SH_BIO | RSD_FLAT_SH | 2025 | LO | 1 | 0 | UC_RSD_FLAT_SH_BIO
| RSD_FLAT_SH_BIO, RSD_NEX_FLAT_SH_BIO | RSD_FLAT_SH | 2030 | LO | 1 | 0
| RSD_FLAT_SH_BIO, RSD_NEX_FLAT_SH_BIO | RSD_FLAT_SH | 2035 | LO | 1 | 0
| RSD_FLAT_SH_BIO, RSD_NEX_FLAT_SH_BIO | RSD_FLAT_SH | 2040 | LO | 1 | 0
| RSD_FLAT_SH_BIO, RSD_NEX_FLAT_SH_BIO | RSD_FLAT_SH | 2045 | LO | 1 | 0
| RSD_FLAT_SH_BIO, RSD_NEX_FLAT_SH_BIO | RSD_FLAT_SH | 2050 | LO | 1 | 0
\I:
UC_RSD_FLAT_SH_HC | RSD_FLAT_SH_HC, RSD_NEX_FLAT_SH_HC | RSD_FLAT_SH | 2025 | LO | 1 | 27.0514 | UC_RSD_FLAT_SH_HC
| RSD_FLAT_SH_HC, RSD_NEX_FLAT_SH_HC | RSD_FLAT_SH | 2030 | LO | 1 | 26.2075
| RSD_FLAT_SH_HC, RSD_NEX_FLAT_SH_HC | RSD_FLAT_SH | 2035 | LO | 1 | 25.3266
| RSD_FLAT_SH_HC, RSD_NEX_FLAT_SH_HC | RSD_FLAT_SH | 2040 | LO | 1 | 24.4082
| RSD_FLAT_SH_HC, RSD_NEX_FLAT_SH_HC | RSD_FLAT_SH | 2045 | LO | 1 | 23.4413
| RSD_FLAT_SH_HC, RSD_NEX_FLAT_SH_HC | RSD_FLAT_SH | 2050 | LO | 1 | 22.3504
UC_RSD_FLAT_SH_LPG | RSD_FLAT_SH_LPG, RSD_NEX_FLAT_SH_LPG | RSD_FLAT_SH | 2025 | LO | 1 | 0 | UC_RSD_FLAT_SH_LPG
| RSD_FLAT_SH_LPG, RSD_NEX_FLAT_SH_LPG | RSD_FLAT_SH | 2030 | LO | 1 | 0
| RSD_FLAT_SH_LPG, RSD_NEX_FLAT_SH_LPG | RSD_FLAT_SH | 2035 | LO | 1 | 0
| RSD_FLAT_SH_LPG, RSD_NEX_FLAT_SH_LPG | RSD_FLAT_SH | 2040 | LO | 1 | 0
| RSD_FLAT_SH_LPG, RSD_NEX_FLAT_SH_LPG | RSD_FLAT_SH | 2045 | LO | 1 | 0
| RSD_FLAT_SH_LPG, RSD_NEX_FLAT_SH_LPG | RSD_FLAT_SH | 2050 | LO | 1 | 0
\I:
UC_RSD_FLAT_SH_GEO | RSD_FLAT_SH_GEO, RSD_NEX_FLAT_SH_GEO | RSD_FLAT_SH | 2025 | LO | 1 | 0.55736 | UC_RSD_FLAT_SH_GEO
| RSD_FLAT_SH_GEO, RSD_NEX_FLAT_SH_GEO | RSD_FLAT_SH | 2030 | LO | 1 | 0.53997
| RSD_FLAT_SH_GEO, RSD_NEX_FLAT_SH_GEO | RSD_FLAT_SH | 2035 | LO | 1 | 0.52182
| RSD_FLAT_SH_GEO, RSD_NEX_FLAT_SH_GEO | RSD_FLAT_SH | 2040 | LO | 1 | 0.5029
| RSD_FLAT_SH_GEO, RSD_NEX_FLAT_SH_GEO | RSD_FLAT_SH | 2045 | LO | 1 | 0.48298
| RSD_FLAT_SH_GEO, RSD_NEX_FLAT_SH_GEO | RSD_FLAT_SH | 2050 | LO | 1 | 0.4605
\I: